## Overview
Overview
Version | 1.1 | Date: | 2019-06-12
This project has been carried out with a Topsector Energie subsidy
from the Dutch Ministry of Economic Affairs
It is strongly recommended you read the separate user guide
before using this model
The model, based on country and technology parameters calculates
the cost of importing renewable electricity, hydrogen and hydrogen
carriers to the Netherlands
These import costs are displayed on the tabs country_results_pivot
and country_results. The former is a pivot table whose data you need
to refresh if you change any input parameters, the latter is a simple
table that is updated automatically
The import costs are compared to the costs of producing renewable
offshore wind electricity or the costs of producing hydrogen or
hydrogen carriers with that offshore wind electricity, in the Netherlands
If import costs are lower, the relevant cell is highlighted through a fill
We use a greenfield approach and use 2050 as a reference year
The model considers 3 conceptually different import routes
1. import of renewable electricity via a HV DC cable
2. import of renewable hydrogen via a gas pipeline
3. import renewable hydrogen carriers via ships, with optional
hydrogen retrieval in the Netherlands
Import costs are compared to Dutch production costs, using offshore
wind electricity (as onshore wind and solar PV have limited potential)
Import costs are compared to Dutch production costs, using offshore
wind electricity (as onshore wind and solar PV have limited potential)

## Input
Input
Hydrogen demand | 13600 | kiloton | set the hydrogen import demand; currently the Netherlands produces about 800 kiloton H2
| 453.3333 | TWh (LHV) | minimum is about 200 kton (for scale of technologies and plants to hold)
| 1632 | PJ (LHV) | HyChain 1 max demand in 2050 is 1632 PJ (13600 kton), min is 96 PJ (800 kton); this excludes growth
€/USD Exchange rate | 1.16 | €/$
WACC | dataset rv |  | use the original dataset, the dataset with reduced variance (rv) or a uniform, custom value
reduced variance if rv | 50% |  | indicate here to what % of its original size the variance is reduced if dataset rv is selected
wacc if uniform | 8% |  | value if uniform is selected
Use which electricity and FLH | weighted hybrid |  | min = min cost, highest FLH and conversely for max.; weighted = weighted average of FLH
hybrid = onshore + solar in 1:1, no overlap
Inland transport to port | pipeline |  | inland transport can be done as electricity via HV DC cable or as hydrogen via gas pipeline
Use which bunker | hydrogen |  | ships can either use HFO, hydrogen or the carrier they transport as a fuel
Use which ship | standard |  | VLCC is an option for MeOH, DBT, DME, OME
HV DC FLH | custom |  | indicate the number of FLH of the HV DC cable: that of electricity production or custom value
HV DC FLH if custom | 7500 | hrs | value if custom is selected
Estimate of the hydrogen demand in the Netherlands in the industry in 2030 by Gasunie

## Country_results_pivot
Country Results pilot
| Export | Import cost | NOTE: THESE RESULTS HAVE A VERY LARGE UNCERTAINTY AND AS SUCH SHOULD NOT BE TREATED AS EXPLICIT OR EXACT. THIS IS AN EXPLORATIVE MODEL, TO BE USED TO INVESTIGATE SENSITIVITIES AND SCENARIOS | [17 empty] | Production cost abroad
NL References in this row |  | 3015.0423 |  | REFRESH THE PIVOT TABLE DATA IF YOU HAVE MADE CHANGES TO THE INPUT ON OTHER SHEETS | [9 empty] | 4.7226 | 708.9881 | 482.5894 | 766.2187 | 1116.4632 | 1914.836 | 2067.3434 | 3015.0423 | 4.7226 | 708.9881 | 482.5894 | 766.2187 | 1116.4632 | 1914.836 | 2067.3434
Row Labels | Export Potential (TWh) | Lowest H2 cost (€/t) | H2 from HV DC (€/t) | H2 from pipeline (€/t) | H2 from NH3 (€/t) | H2 from FA (€/t) | H2 from MeOH (€/t) | H2 from DBT (€/t) | H2 from NaBH4 (€/t) | H2 from DME (€/t) | H2 from OME (€/t) | H2 from LNG (€/t) | H2 from LH2 (€/t) | Electricity from HV DC (€ct/kWh) | NH3 (€/t) | FA (€/t) | MeOH (€/t) | DME (€/t) | OME (€/t) | LNG (€/t) | Production cost H2 (€/t) | Production cost electricity (€ct/kWh) | Production cost NH3 (€/t) | Production cost FA (€/t) | Production cost MeOH (€/t) | Production cost DME (€/t) | Production cost OME (€/t) | Production cost LNG (€/t)
Afghanistan | 2857.5365 | 3907.301 | 5671.8173 | 3907.301 | 0 | 0 | 0 | 0 | 0 | 0 | 0 | 0 | 0 | 10.4103 | 0 | 0 | 0 | 0 | 0 | 0 | 2918.0857 | 2.8367 | 689.5978 | 502.5054 | 778.6117 | 1140.2093 | 2001.101 | 2067.106
Albania | 160.2508 | 2782.438 | 2782.438 | 3736.9383 | 5225.1397 | 10253.3473 | 7310.1775 | 5214.1427 | 4241.2866 | 9594.3901 | 18570.257 | 7656.5566 | 8867.0349 | 4.7857 | 855.4584 | 514.9083 | 900.19 | 1297.0698 | 2190.702 | 2442.0543 | 3444.8218 | 2.7339 | 762.1986 | 467.2403 | 849.8094 | 1234.5456 | 2147.0201 | 2259.8928
Algeria | 15511.5837 | 2890.0558 | 3048.7455 | 2890.0558 | 4192.3404 | 8203.0091 | 5816.2545 | 4112.7867 | 3792.6225 | 7528.0104 | 14107.4274 | 6178.8092 | 7595.0453 | 5.3041 | 672.0006 | 416.617 | 696.824 | 1003.3585 | 1678.6845 | 1914.1526 | 2462.7232 | 2.1527 | 572.4981 | 374.6389 | 640.177 | 934.081 | 1630.6978 | 1712.8919
Angola | 5599.9479 | 4618.6123 | 6631.0177 | 4618.6123 | 5436.2742 | 10877.6715 | 7364.7993 | 5698.9899 | 4623.4114 | 9579.2807 | 18257.1428 | 7700.8149 | 9310.3218 | 12.2775 | 892.9625 | 548.4276 | 918.2763 | 1311.4228 | 2186.085 | 2483.0146 | 3280.7013 | 2.8038 | 743.9095 | 473.4308 | 831.4631 | 1210.6296 | 2109.7881 | 2215.5643
Antarctica | 75987.5577 | 5312.9533 | 20223.0204 | 5312.9533 | 0 | 0 | 0 | 0 | 0 | 0 | 0 | 0 | 0 | 39.4945 | 0 | 0 | 0 | 0 | 0 | 0 | 2996.9058 | #N/A | 658.5953 | 401.5721 | 733.5012 | 1065.0908 | 1851.759 | 1950.2655
Argentina | 33465.5772 | 4977.4937 | 17399.7115 | 4977.4937 | 5109.001 | 11323.5691 | 6816.6208 | 5474.5375 | 5625.5807 | 8836.6104 | 16659.3659 | 7112.4564 | 8889.6284 | 33.8298 | 834.8285 | 568.6576 | 852.2176 | 1216.908 | 2022.5556 | 2291.9423 | 2831.2412 | 3.0523 | 667.2616 | 485.6215 | 753.2208 | 1102.8512 | 1935.3597 | 1999.2388
Armenia | 101.4948 | 3723.2207 | 4709.6458 | 3723.2207 | 0 | 0 | 0 | 0 | 0 | 0 | 0 | 0 | 0 | 8.5373 | 0 | 0 | 0 | 0 | 0 | 0 | 3103.2212 | 3.146 | 723.8066 | 521.2113 | 816.6963 | 1194.7728 | 2095.1893 | 2164.6087
Australia | 86029.9975 | 4381.0855 | 10452.2389 | 4381.0855 | 4741.7182 | 10482.5735 | 6219.9613 | 5950.1903 | 4979.4073 | 7872.2075 | 14173.8648 | 6329.0601 | 8021.6825 | 19.8902 | 769.5874 | 513.3256 | 744.8439 | 1043.3981 | 1678.5521 | 1968.0274 | 2260.5465 | 1.9729 | 535.2487 | 390.2284 | 603.495 | 883.9586 | 1551.6161 | 1605.2548
Azerbaijan | 547.6684 | 4056.2801 | 4056.2801 | 4579.0545 | 0 | 0 | 0 | 0 | 0 | 0 | 0 | 0 | 0 | 7.2654 | 0 | 0 | 0 | 0 | 0 | 0 | 3928.7821 | 3.1369 | 861.1696 | 522.9651 | 960.0868 | 1393.6606 | 2422.2802 | 2548.6377
Bangladesh | -9068.8537 | 4423.0056 | 5722.849 | 4601.7909 | 5502.845 | 11213.3779 | 7451.8514 | 6258.3776 | 4423.0056 | 9619.5151 | 18203.6567 | 7652.5416 | 9240.4091 | 10.5096 | 904.7876 | 557.802 | 919.977 | 1303.4186 | 2157.7234 | 2450.9655 | 3249.7763 | 2.5849 | 729.8715 | 454.9182 | 814.5059 | 1184.7227 | 2062.4155 | 2170.1672
Belgium | -356.4543 | 2558.6333 | 2558.6333 | 2678.7553 | 4112.2898 | 8996.2777 | 5899.0914 | 3817.7854 | 4676.2848 | 7750.4028 | 14926.8432 | 6226.6555 | 7287.1688 | 4.35 | 657.7811 | 449.9375 | 705.7092 | 1029.8363 | 1761.215 | 1925.0915 | 2643.2515 | 3.266 | 604.1438 | 427.4985 | 680.1287 | 993.5282 | 1740.369 | 1800.3059
Belize | 211.9987 | 4537.5128 | 16288.4031 | 4537.5128 | 4972.9472 | 11173.117 | 6744.6508 | 5142.9473 | 5504.9656 | 8842.5632 | 16966.0956 | 7077.6487 | 8783.2128 | 31.6 | 810.661 | 563.7755 | 846.6034 | 1221.882 | 2062.1786 | 2284.5015 | 2954.8517 | 2.6688 | 691.9314 | 499.7758 | 780.7481 | 1142.5281 | 2004.0204 | 2070.8095
Benin | -297.9563 | 4174.9719 | 4999.5034 | 4174.9719 | 5257.5336 | 10494.9625 | 7207.7382 | 5401.0226 | 4398.606 | 9422.3202 | 18094.0475 | 7560.3018 | 9087.6758 | 9.1015 | 861.2125 | 530.4358 | 896.2013 | 1287.4088 | 2162.7628 | 2429.8854 | 3291.1789 | 2.7149 | 743.3944 | 468.6737 | 830.3214 | 1208.4321 | 2104.942 | 2212.5569
Bolivia | 6842.0829 | 4572.8384 | 14480.272 | 4572.8384 | 0 | 0 | 0 | 0 | 0 | 0 | 0 | 0 | 0 | 27.9721 | 0 | 0 | 0 | 0 | 0 | 0 | 2842.2262 | 2.7875 | 665.011 | 481.1791 | 750.3166 | 1098.0181 | 1926.121 | 1989.9115
Bosnia & Herzegovina | 170.4211 | 2532.3981 | 2532.3981 | 3698.0178 | 0 | 0 | 0 | 0 | 0 | 0 | 0 | 0 | 0 | 4.2989 | 0 | 0 | 0 | 0 | 0 | 0 | 3487.1067 | 2.7475 | 759.8682 | 457.3493 | 846.1794 | 1227.687 | 2132.8423 | 2246.4516
Botswana | 4840.4092 | 3989.2993 | 6497.4161 | 3989.2993 | 0 | 0 | 0 | 0 | 0 | 0 | 0 | 0 | 0 | 12.0175 | 0 | 0 | 0 | 0 | 0 | 0 | 2552.5471 | 2.1655 | 597.2288 | 391.5961 | 668.0661 | 975.1321 | 1702.6616 | 1788.9647
Brazil | 113613.0136 | 6595.6082 | 24711.6695 | 6595.6082 | 7317.2403 | 16024.102 | 9389.1873 | 7306.5045 | 8058.5177 | 12294.4111 | 23692.1962 | 9887.2022 | 12447.7702 | 48.5006 | 1227.0815 | 819.2683 | 1256.5064 | 1786.8962 | 2968.9812 | 3387.4053 | 4139.2984 | 4.378 | 976.5961 | 711.5632 | 1104.3543 | 1616.923 | 2837.3586 | 2926.1804
Brunei | 21.546 | 4067.6089 | 5710.7548 | 4067.6089 | 0 | 0 | 0 | 0 | 0 | 0 | 0 | 0 | 0 | 10.4861 | 0 | 0 | 0 | 0 | 0 | 0 | 2524.2428 | #N/A | 571.2662 | 357.7632 | 636.7995 | 926.8134 | 1614.1222 | 1701.19
Burkina Faso | 113.1354 | 3888.2852 | 4737.1283 | 3888.2852 | 0 | 0 | 0 | 0 | 0 | 0 | 0 | 0 | 0 | 8.5908 | 0 | 0 | 0 | 0 | 0 | 0 | 3050.3268 | 2.518 | 700.4427 | 449.1554 | 782.9944 | 1141.058 | 1989.6653 | 2091.033
Burundi | -1085.7722 | 4632.837 | 6131.3965 | 4632.837 | 0 | 0 | 0 | 0 | 0 | 0 | 0 | 0 | 0 | 11.3049 | 0 | 0 | 0 | 0 | 0 | 0 | 3421.8956 | 2.7289 | 765.8893 | 475.7782 | 854.6799 | 1242.8036 | 2163.0545 | 2275.7072
Cambodia | 371.7286 | 4704.5337 | 6509.3531 | 4704.5337 | 0 | 0 | 0 | 0 | 0 | 0 | 0 | 0 | 0 | 12.0407 | 0 | 0 | 0 | 0 | 0 | 0 | 3035.3969 | 2.4117 | 688.7836 | 433.886 | 768.9387 | 1119.3767 | 1949.9429 | 2051.9086
Cameroon | 798.2669 | 4296.1786 | 5087.05 | 4296.1786 | 5416.0119 | 10770.22 | 7437.9441 | 5635.5639 | 4478.296 | 9703.3864 | 18611.2629 | 7759.3754 | 9167.7211 | 9.272 | 889.3633 | 540.3742 | 921.4885 | 1319.0289 | 2208.5227 | 2489.5358 | 3394.1208 | 2.7936 | 758.375 | 472.503 | 846.4701 | 1230.8457 | 2142.4649 | 2252.5969
Canada | 118778.1938 | 2877.2053 | 7865.389 | 2877.2053 | 3806.0315 | 8082.8944 | 5335.2424 | 3904.5056 | 4270.0107 | 6833.0456 | 12548.8178 | 5592.0648 | 6749.0006 | 14.6999 | 603.3799 | 400.1212 | 617.5217 | 884.0957 | 1465.4808 | 1678.8547 | 2074.4598 | 2.2193 | 486.1421 | 350.7441 | 547.2926 | 801.0223 | 1405.1652 | 1455.4117
Central African Republic | 4229.432 | 4257.0107 | 5282.2301 | 4257.0107 | 0 | 0 | 0 | 0 | 0 | 0 | 0 | 0 | 0 | 9.6519 | 0 | 0 | 0 | 0 | 0 | 0 | 3289.4346 | 2.7122 | 742.2139 | 467.3541 | 828.9114 | 1206.2745 | 2101.0345 | 2208.5927
Chad | 8496.6535 | 2346.9788 | 2859.5924 | 2346.9788 | 0 | 0 | 0 | 0 | 0 | 0 | 0 | 0 | 0 | 4.9358 | 0 | 0 | 0 | 0 | 0 | 0 | 1834.5678 | 1.5616 | 430.5067 | 283.0384 | 480.5407 | 701.6782 | 1225.5847 | 1290.4853
Chile | 8139.9283 | 4213.6363 | 14450.5196 | 4213.6363 | 4438.9408 | 9921.365 | 5989.7634 | 5038.8164 | 4890.5382 | 7701.9502 | 14287.5639 | 0 | 0 | 27.9124 | 715.8046 | 492.934 | 722.5644 | 1030.9343 | 1707.1319 | 0 | 2371.3383 | 2.4484 | 561.0263 | 409.2215 | 632.7678 | 926.7896 | 1626.7834 | 1682.2399
China | 11899.6756 | 3359.0765 | 5258.9626 | 3359.0765 | 4696.8995 | 10394.0458 | 6234.4368 | 5734.2049 | 4994.685 | 7886.2884 | 14247.0276 | 6336.7109 | 7969.9102 | 9.6066 | 761.6262 | 509.8995 | 746.9841 | 1046.0261 | 1687.3991 | 1969.5767 | 2281.8634 | 2.304 | 539.375 | 393.0843 | 608.1604 | 890.7025 | 1563.3787 | 1617.1139
Colombia | 5812.4957 | 4233.4082 | 15355.1989 | 4233.4082 | 4742.0455 | 10512.7598 | 6435.0917 | 4913.6419 | 5283.0241 | 8376.2218 | 15875.5933 | 6750.6021 | 8390.9963 | 29.7276 | 769.6456 | 529.333 | 796.9764 | 1146.2166 | 1921.5048 | 2153.9193 | 2719.3406 | 3.0982 | 640.4034 | 465.2656 | 722.6328 | 1057.9897 | 1856.4832 | 1918.5619
Congo | -1150 | 11486.3728 | 15009.9448 | 11942.3397 | 14279.3372 | 28295.1273 | 19155.8805 | 14540.5018 | 11486.3728 | 25163.1345 | 49073.0498 | 19983.7608 | 23473.8991 | 28.0697 | 2391.0783 | 1430.7536 | 2478.4144 | 3534.3053 | 5916.5257 | 6677.5049 | 9157.194 | 7.4212 | 2030.616 | 1252.2896 | 2267.656 | 3294.9404 | 5731.5783 | 6022.461
Costa Rica | 204.9965 | 4396.7869 | 16782.3812 | 4396.7869 | 4753.5622 | 10671.6733 | 6407.5588 | 4926.0998 | 5304.0289 | 8377.6261 | 15965.2717 | 6753.1766 | 8586.3712 | 32.5911 | 771.6913 | 541.5202 | 803.0956 | 1159.8692 | 1954.3405 | 2174.4272 | 2739.1749 | 2.8352 | 652.7094 | 478.213 | 737.0589 | 1079.9941 | 1896.2012 | 1959.4666
Cote d'Ivoire | -150.4365 | 4374.5183 | 5196.9608 | 4374.5183 | 0 | 0 | 0 | 0 | 0 | 0 | 0 | 0 | 0 | 9.4859 | 0 | 0 | 0 | 0 | 0 | 0 | 3438.1105 | 2.7431 | 769.7431 | 478.3611 | 859.0235 | 1249.1497 | 2174.1446 | 2287.2759
Cuba | 767.8425 | 4688.5039 | 16055.1297 | 4688.5039 | 5298.2581 | 11907.644 | 7137.1317 | 5355.1307 | 5906.569 | 9391.3881 | 18139.416 | 7512.9489 | 9339.463 | 31.132 | 868.4465 | 603.8458 | 910.2244 | 1314.3808 | 2221.9333 | 2459.0429 | 3183.0046 | 2.9056 | 746.0219 | 540.2797 | 842.2766 | 1232.682 | 2162.4076 | 2232.9242
Cyprus | 8.5356 | 2688.4643 | 2688.4643 | 2974.4047 | 4153.3955 | 8171.3631 | 5860.4308 | 4310.1019 | 3477.9177 | 7598.7616 | 14322.9328 | 6153.5913 | 7379.2378 | 4.6027 | 665.0827 | 409.2427 | 691.8535 | 997.4679 | 1675.4158 | 1885.5237 | 2548.6247 | 1.9912 | 577.9273 | 362.8268 | 644.389 | 938.0121 | 1633.8485 | 1721.6498
Denmark | 1612.1956 | 2375.0088 | 2417.0517 | 2375.0088 | 3750.111 | 8189.7338 | 5365.3973 | 3542.1721 | 4293.4927 | 7001.8593 | 13296.3917 | 5686.1205 | 6861.5601 | 4.0744 | 593.4467 | 411.1844 | 632.0628 | 922.4636 | 1572.5798 | 1731.4946 | 2294.7224 | 3.0241 | 535.8909 | 385.7552 | 603.6026 | 883.1833 | 1548.9647 | 1603.2454
Djibouti | 114.603 | 3511.5857 | 4740.3268 | 3511.5857 | 4434.7553 | 9000.1777 | 6099.3963 | 4772.5592 | 3805.9414 | 7880.0319 | 14788.1118 | 6377.4779 | 7987.8435 | 8.597 | 715.0611 | 454.919 | 738.7251 | 1058.772 | 1767.0608 | 1996.6736 | 2581.805 | 2.1126 | 599.8649 | 388.6601 | 670.4679 | 977.9855 | 1706.5256 | 1794.7359
Dominican Republic | 25.6024 | 4204.0152 | 7393.4131 | 4204.0152 | 4876.3682 | 10932.9837 | 6591.4562 | 4929.781 | 5462.1274 | 8654.3179 | 16606.1058 | 6963.5379 | 8771.1405 | 13.7617 | 793.5055 | 555.6387 | 831.49 | 1203.0535 | 2034.0788 | 2253.7332 | 2880.6754 | 2.5266 | 682.4121 | 497.7848 | 770.5249 | 1128.5422 | 1980.8042 | 2046.4878
Ecuador | 4523.0767 | 4608.9748 | 16915.3562 | 4608.9748 | 4990.9138 | 11187.1768 | 6678.4142 | 5280.3216 | 5547.7608 | 8695.7797 | 16527.4759 | 0 | 0 | 32.8579 | 813.8524 | 564.7288 | 838.0499 | 1203.5065 | 2017.2878 | 0 | 2829.8256 | 3.3408 | 670.2208 | 488.7824 | 756.6805 | 1108.2537 | 1945.1787 | 2009.8765
Egypt | 881.5958 | 3126.4039 | 3661.9179 | 3126.4039 | 4353.1172 | 8671.6594 | 5976.7421 | 4417.7862 | 3913.5769 | 7744.0106 | 14541.5999 | 6332.3242 | 7899.879 | 6.4977 | 700.5596 | 441.1355 | 724.2624 | 1042.2715 | 1743.1411 | 1981.9844 | 2536.6636 | 2.2275 | 592.6834 | 390.0489 | 663.1583 | 967.9934 | 1690.4489 | 1774.8449
El Salvador | -141.1331 | 4109.4063 | 15682.9746 | 4109.4063 | 4561.6747 | 10252.6676 | 6130.7619 | 4879.8459 | 5098.994 | 7971.4787 | 15043.9392 | 0 | 0 | 30.3853 | 737.606 | 517.8671 | 759.125 | 1092.876 | 1833.0621 | 0 | 2542.3796 | 2.2504 | 608.6824 | 447.4565 | 687.248 | 1007.3671 | 1769.1528 | 1828.8643
Eritrea | 649.9182 | 3727.4421 | 4949.1384 | 3727.4421 | 4755.3624 | 9682.7724 | 6483.5619 | 5010.1545 | 4139.017 | 8409.7962 | 15905.9865 | 6798.6949 | 8529.3872 | 9.0035 | 772.0111 | 492.0944 | 800.0514 | 1147.1429 | 1918.1192 | 2164.4392 | 2800.2418 | 2.3876 | 651.1085 | 424.7198 | 728.4575 | 1062.7634 | 1854.9915 | 1948.122
Ethiopia | -425.8317 | 3507.0597 | 4723.6106 | 3507.0597 | 0 | 0 | 0 | 0 | 0 | 0 | 0 | 0 | 0 | 8.5645 | 0 | 0 | 0 | 0 | 0 | 0 | 2586.4679 | 2.1844 | 596.9033 | 385.8739 | 667.0451 | 972.596 | 1696.7715 | 1783.6252
Fiji | 1244.5341 | 4056.7378 | 16799.0269 | 5261.9317 | 5007.8123 | 10269.3442 | 6705.798 | 6120.189 | 4056.7378 | 8569.4341 | 15869.6313 | 0 | 0 | 32.6245 | 816.8542 | 505.6593 | 807.0877 | 1138.1232 | 1863.1882 | 0 | 2744.612 | 2.1602 | 622.214 | 391.0183 | 694.1534 | 1010.4359 | 1760.0159 | 1853.4387
Finland | 1712.2245 | 2627.8936 | 2961.9195 | 2627.8936 | 3890.468 | 8476.0287 | 5602.523 | 3773.3159 | 4391.5473 | 7299.4539 | 13867.324 | 5878.6045 | 6865.086 | 5.135 | 618.3785 | 420.0905 | 655.638 | 952.457 | 1617.5145 | 1783.6625 | 2414.8592 | 3.1313 | 551.5572 | 389.8651 | 620.5303 | 906.4418 | 1587.7799 | 1643.4839
France | 3076.8598 | 2340.1815 | 2419.2564 | 2340.1815 | 3799.5493 | 8289.7612 | 5392.6672 | 3783.1901 | 4295.8033 | 6998.8936 | 13154.6566 | 5677.9789 | 6852.6982 | 4.0787 | 602.2285 | 413.274 | 632.1434 | 916.411 | 1547.9145 | 1722.0316 | 2241.7379 | 2.3441 | 522.8649 | 375.953 | 588.787 | 861.4335 | 1510.7236 | 1563.9572
Gabon | 1543.9946 | 4575.7681 | 5656.2369 | 4788.5829 | 5757.4929 | 11371.1993 | 7980.1864 | 5996.4851 | 4575.7681 | 10437.742 | 20177.5256 | 8274.8371 | 9456.0911 | 10.38 | 950.0211 | 565.8041 | 988.2146 | 1413.3103 | 2370.8834 | 2659.1838 | 3747.9731 | 2.9787 | 820.0492 | 496.6113 | 913.9031 | 1326.4155 | 2305.0832 | 2426.1886
Gambia | -146.7578 | 4725.7069 | 5790.6072 | 4725.7069 | 5733.0418 | 11398.4565 | 7775.93 | 5583.5053 | 4787.1576 | 10262.7944 | 19992.2573 | 8246.435 | 10082.1705 | 10.6415 | 945.6778 | 586.2576 | 996.4881 | 1439.3654 | 2435.7848 | 2717.3464 | 3692.1669 | 2.9808 | 841.7577 | 534.2364 | 941.1069 | 1370.5239 | 2388.2708 | 2509.5287
Georgia | 245.9967 | 4406.767 | 4406.767 | 5448.5342 | 6985.9934 | 13780.7741 | 9690.1463 | 7052.1491 | 5413.4604 | 12797.3152 | 25234.9463 | 10027.2637 | 11085.0903 | 7.9477 | 1168.2416 | 685.8703 | 1229.4406 | 1760.9379 | 2972.4846 | 3299.6169 | 4829.5571 | 3.8775 | 1037.5598 | 616.3821 | 1155.9678 | 1675.1517 | 2907.6371 | 3058.5787
Germany | -1528.0592 | 2741.1008 | 2741.1008 | 2816.8317 | 4330.8089 | 9456.8654 | 6140.1553 | 4022.2631 | 4918.9046 | 8069.264 | 15550.3407 | 6487.0889 | 7652.6041 | 4.7052 | 696.597 | 474.8333 | 744.5131 | 1083.9632 | 1848.5664 | 2029.8321 | 2752.0968 | 3.4106 | 631.6003 | 448.563 | 711.4137 | 1039.5371 | 1821.3701 | 1883.4836
Ghana | -747.1998 | 4455.4934 | 6948.4023 | 4455.4934 | 5624.3288 | 12614.6395 | 7523.235 | 5587.8185 | 6270.2531 | 9926.0983 | 19268.8029 | 7940.3199 | 9904.5474 | 12.8954 | 926.3669 | 642.7124 | 972.8929 | 1405.0133 | 2377.0061 | 2631.0286 | 3401.3976 | 3.2219 | 798.326 | 578.4307 | 901.6343 | 1319.6352 | 2314.9954 | 2390.0204
Greenland | 20759.1706 | 3115.5305 | 6182.8212 | 3115.5305 | 4314.7007 | 9481.7926 | 6090.5029 | 4272.601 | 4829.8757 | 7959.4657 | 15198.2407 | 6382.2483 | 7534.0755 | 11.4051 | 693.7356 | 472.0626 | 731.999 | 1059.8942 | 1794.7451 | 1982.8941 | 2659.4306 | 2.8212 | 608.9239 | 431.5518 | 685.6271 | 1001.6931 | 1754.8466 | 1815.1406
Grenada | -3.6317 | 3826.528 | 11472.3375 | 4061.6288 | 4628.2675 | 9177.1805 | 6451.1237 | 4826.7425 | 3826.528 | 8397.3703 | 15977.1373 | 6757.5508 | 8087.6744 | 21.9369 | 749.435 | 460.7245 | 779.5341 | 1121.7147 | 1884.4361 | 2116.2373 | 2879.4376 | #N/A | 649.618 | 406.2639 | 724.646 | 1054.4031 | 1836.0318 | 1933.2632
Guatemala | -452.3495 | 4223.5924 | 15620.6761 | 4223.5924 | 4736.8107 | 10627.5639 | 6378.6934 | 5064.99 | 5267.3233 | 8297.063 | 15706.3903 | 0 | 0 | 30.2603 | 768.7157 | 534.7148 | 791.1332 | 1136.8819 | 1905.5178 | 0 | 2676.2577 | 2.4735 | 633.4718 | 461.6615 | 714.9324 | 1047.0794 | 1837.7676 | 1899.5287
Guinea | 626.0354 | 4385.7167 | 5325.5186 | 4385.7167 | 5356.4546 | 10614.689 | 7341.7633 | 5324.5669 | 4447.4553 | 9644.7847 | 18652.692 | 7748.015 | 9352.0673 | 9.7362 | 878.784 | 540.8776 | 922.1932 | 1329.766 | 2244.5772 | 2510.2499 | 3424.3004 | 2.7441 | 775.5093 | 488.2111 | 866.247 | 1260.8339 | 2196.1449 | 2309.3078
Guyana | 2524.5164 | 4322.7379 | 13698.2431 | 4748.3785 | 5297.4072 | 10475.9792 | 7309.5872 | 5464.7147 | 4322.7379 | 9548.841 | 18342.9617 | 7639.4185 | 9017.1048 | 26.4031 | 868.2953 | 526.3242 | 903.1838 | 1295.5776 | 2174.5263 | 2444.2884 | 3357.1995 | 2.6703 | 749.6116 | 464.2888 | 836.281 | 1215.8113 | 2115.7278 | 2226.3965
Haiti | -423.4235 | 4280.2321 | 11731.7694 | 4489.4661 | 5016.4751 | 10075.1827 | 6819.1075 | 5148.1988 | 4280.2321 | 8907.9122 | 17028.8228 | 7199.0285 | 8935.024 | 22.4575 | 818.3929 | 513.9664 | 850.6287 | 1224.6452 | 2058.0728 | 2315.732 | 3055.8159 | 2.5266 | 704.4973 | 453.7007 | 787.7976 | 1148.4201 | 2003.0122 | 2104.6561
Honduras | 1707.983 | 4708.4393 | 17289.604 | 4708.4393 | 5142.9147 | 11551.0761 | 6921.8967 | 5287.2368 | 5708.643 | 9079.2771 | 17439.9297 | 7276.4088 | 9101.458 | 33.6088 | 840.8526 | 584.9759 | 877.0737 | 1264.9843 | 2133.2325 | 2368.3922 | 3035.5776 | 2.9332 | 714.2004 | 518.2729 | 806.2936 | 1180.3332 | 2070.9303 | 2139.196
India | -60145.2012 | 4067.6881 | 5119.8339 | 4067.6881 | 5072.1406 | 10264.129 | 6903.5175 | 5627.8201 | 4357.7917 | 8868.8308 | 16586.0818 | 7119.6914 | 8603.9014 | 9.3358 | 828.2809 | 510.5734 | 840.7662 | 1190.0048 | 1960.3909 | 2249.1678 | 2902.1641 | 2.5455 | 658.2559 | 420.6557 | 735.4999 | 1071.0757 | 1867.0148 | 1960.6031
Indonesia | 739.2925 | 4756.5126 | 8390.4307 | 4756.5126 | 5189.5905 | 11685.5787 | 6895.5714 | 5921.5288 | 5590.0831 | 8876.967 | 16605.1601 | 7090.3414 | 8917.3329 | 15.7533 | 849.1437 | 582.109 | 858.0649 | 1216.391 | 2006.997 | 2278.7243 | 2788.2135 | 2.9755 | 655.9751 | 476.2728 | 740.2801 | 1083.7436 | 1901.567 | 1964.8635
Iran | 7761.3871 | 3764.5996 | 3999.167 | 3764.5996 | 5186.405 | 10502.73 | 7045.678 | 5747.7019 | 4378.9564 | 9074.4905 | 17052.7621 | 7273.272 | 8818.5138 | 7.1542 | 848.5779 | 523.8893 | 863.7558 | 1224.3897 | 2022.6348 | 2311.4138 | 3005.1566 | 2.5509 | 681.3705 | 433.0937 | 761.1615 | 1108.2613 | 1931.3339 | 2029.3798
Iraq | -825.0318 | 3599.6756 | 3640.0526 | 3599.6756 | 5080.2977 | 10372.7425 | 6912.5407 | 5658.111 | 4287.9543 | 8917.0907 | 16790.239 | 7140.9085 | 8721.9989 | 6.4551 | 829.7298 | 518.3014 | 847.189 | 1203.9934 | 1995.2886 | 2267.6215 | 2960.7296 | 2.5139 | 673.6329 | 429.7188 | 752.6554 | 1096.1823 | 1910.7075 | 2007.6212
Ireland | 3840.3867 | 2193.3675 | 2622.4506 | 2193.3675 | 3423.2659 | 7420.2393 | 4994.136 | 3284.8845 | 3911.8869 | 6477.2448 | 12171.7028 | 5268.8367 | 6242.0187 | 4.4742 | 535.3887 | 368.0086 | 568.4116 | 829.0564 | 1410.8704 | 1556.9914 | 2079.9216 | 2.72 | 481.5214 | 343.9446 | 541.6414 | 792.0399 | 1388.4755 | 1438.4461
Israel | -451.0682 | 2790.3729 | 2790.3729 | 2793.239 | 3897.9612 | 7757.7293 | 5492.3841 | 4062.9866 | 3412.324 | 7098.8442 | 13267.889 | 5785.1753 | 7078.8148 | 4.8011 | 619.7095 | 389.608 | 642.8246 | 927.8933 | 1556.7813 | 1756.5128 | 2315.0552 | 1.9336 | 533.8098 | 344.1796 | 596.0081 | 868.9636 | 1515.8453 | 1594.9852
Italy | 640.6613 | 2183.7089 | 2428.9332 | 2183.7089 | 3520.626 | 7682.0029 | 5008.7153 | 3543.0978 | 4004.1138 | 6476.2509 | 12053.6093 | 5290.2664 | 6504.5889 | 4.0975 | 552.6829 | 383.6435 | 578.4233 | 839.8463 | 1417.3971 | 1580.9303 | 2016.5547 | 1.9729 | 477.4124 | 347.2204 | 537.7151 | 787.594 | 1382.3799 | 1431.8637
Jamaica | 488.0301 | 4407.1857 | 15306.9917 | 4848.0928 | 5303.4215 | 10602.4419 | 7214.6206 | 5443.4815 | 4407.1857 | 9443.1846 | 18152.7719 | 7594.8561 | 9296.1819 | 29.6309 | 869.3637 | 539.5412 | 904.8598 | 1301.4058 | 2188.4494 | 2457.781 | 3296.7873 | 2.6414 | 751.6467 | 476.4815 | 839.8635 | 1223.0915 | 2131.3142 | 2241.03
Japan | 6665.4064 | 3042.6709 | 5322.8123 | 3042.6709 | 3965.5205 | 9000.9772 | 5452.9321 | 5139.8521 | 4164.6428 | 6894.6755 | 12400.7273 | 5482.5409 | 6804.8535 | 9.7309 | 631.7102 | 435.1061 | 623.8933 | 880.2382 | 1430.1007 | 1631.7739 | 1982.3434 | 2.0028 | 462.6867 | 332.6566 | 520.5761 | 761.7096 | 1335.9242 | 1384.2733
Jordan | 22.5409 | 2999.9602 | 3115.4468 | 2999.9602 | 4201.0956 | 8501.8081 | 5829.4688 | 4436.503 | 3686.9928 | 7525.0372 | 14084.4639 | 6111.5149 | 7630.9113 | 5.4339 | 673.5558 | 429.6619 | 698.5595 | 1003.1436 | 1676.7573 | 1893.6739 | 2446.9874 | 2.0645 | 569.9159 | 371.7149 | 637.1041 | 929.6117 | 1622.701 | 1705.8365
Kazakhstan | 16897.7216 | 3951.6959 | 3951.6959 | 4248.9107 | 0 | 0 | 0 | 0 | 0 | 0 | 0 | 0 | 0 | 7.0618 | 0 | 0 | 0 | 0 | 0 | 0 | 3548.0361 | 2.8021 | 774.1325 | 466.798 | 862.2438 | 1251.1326 | 2173.7834 | 2289.1581
Kenya | 89.158 | 4165.4628 | 5821.0495 | 4165.4628 | 5149.2586 | 10493.1033 | 6988.4359 | 5665.5341 | 4366.0343 | 9026.4531 | 17028.3537 | 7238.161 | 8872.1889 | 10.7008 | 841.9795 | 526.1294 | 861.2557 | 1224.8734 | 2031.769 | 2309.2068 | 3007.3449 | 2.5596 | 686.154 | 439.1273 | 766.8887 | 1117.1618 | 1947.6352 | 2045.9546
Kuwait | -136.4318 | 2868.4315 | 3122.3039 | 2868.4315 | 4067.2249 | 8317.0763 | 5622.4131 | 4693.8298 | 3470.3917 | 7188.6401 | 13224.6692 | 5816.7247 | 7306.6086 | 5.4473 | 649.7761 | 414.5666 | 660.2696 | 941.3735 | 1555.4737 | 1772.3635 | 2247.2836 | 1.8162 | 523.0571 | 338.8232 | 584.0948 | 852.1193 | 1487.009 | 1565.5762
Kyrgyzstan | 1045.6706 | 5383.6498 | 5707.5307 | 5383.6498 | 0 | 0 | 0 | 0 | 0 | 0 | 0 | 0 | 0 | 10.4798 | 0 | 0 | 0 | 0 | 0 | 0 | 4248.2601 | 3.4262 | 941.3095 | 579.497 | 1050.7481 | 1526.6477 | 2655.4276 | 2791.4003
Laos | 1346.5268 | 5723.5229 | 7641.6361 | 5723.5229 | 0 | 0 | 0 | 0 | 0 | 0 | 0 | 0 | 0 | 14.2509 | 0 | 0 | 0 | 0 | 0 | 0 | 3860.8238 | 3.1104 | 867.511 | 542.0743 | 969.0013 | 1409.4923 | 2453.8769 | 2579.3685
Lebanon | -184.6564 | 3392.0492 | 3419.5562 | 3392.0492 | 4598.8565 | 9080.0915 | 6419.2016 | 4714.447 | 3821.6015 | 8365.5043 | 15938.1562 | 6743.1382 | 8073.5496 | 6.0259 | 744.2107 | 457.0724 | 776.5215 | 1118.9532 | 1882.6878 | 2112.8185 | 2876.8174 | 2.2705 | 650.0161 | 407.2089 | 725.1734 | 1055.3011 | 1837.7805 | 1934.986
Liberia | 175.4072 | 4479.6071 | 5345.931 | 4590.8512 | 5541.5794 | 10914.7293 | 7689.4288 | 5587.7873 | 4479.6071 | 10091.919 | 19559.7286 | 8038.2432 | 9324.3669 | 9.7759 | 911.668 | 548.2802 | 955.8489 | 1373.9295 | 2315.6425 | 2587.0794 | 3633.1074 | 2.8951 | 803.3487 | 492.4613 | 895.9124 | 1301.4558 | 2263.3248 | 2381.5553
Libya | 13134.653 | 2595.3681 | 2890.2613 | 2595.3681 | 3799.3709 | 7463.7544 | 5306.8054 | 3844.0598 | 3462.2719 | 6826.0963 | 12621.4856 | 5630.5861 | 7002.2072 | 4.9956 | 602.1968 | 377.4062 | 620.5515 | 893.5828 | 1490.7295 | 1706.0272 | 2156.2743 | 1.8699 | 506.4124 | 334.2176 | 566.1458 | 826.7238 | 1444.1462 | 1518.0421
Macedonia | 71.5752 | 2718.0367 | 2718.0367 | 3702.0347 | 0 | 0 | 0 | 0 | 0 | 0 | 0 | 0 | 0 | 4.6603 | 0 | 0 | 0 | 0 | 0 | 0 | 3419.1757 | 2.7003 | 750.4752 | 455.5831 | 836.1321 | 1213.8547 | 2109.8626 | 2221.7617
Madagascar | 2855.8653 | 6349.7206 | 12842.6201 | 7054.602 | 7606.5728 | 15604.1342 | 9959.7395 | 7979.2107 | 6349.7206 | 13049.2461 | 25398.3458 | 10373.1158 | 12751.9051 | 24.6863 | 1278.4761 | 795.1695 | 1315.9385 | 1870.1916 | 3121.9423 | 3529.4563 | 4660.4374 | 4.0666 | 1057.3495 | 675.7327 | 1183.858 | 1723.7975 | 3004.4084 | 3148.9121
Malawi | -1123.0309 | 5463.9979 | 7143.8675 | 5463.9979 | 0 | 0 | 0 | 0 | 0 | 0 | 0 | 0 | 0 | 13.2759 | 0 | 0 | 0 | 0 | 0 | 0 | 3763.0421 | 3.0365 | 853.4801 | 538.7154 | 953.9055 | 1388.5837 | 2418.9389 | 2542.038
Malaysia | 277.3619 | 3818.8643 | 6348.4606 | 4181.5525 | 4751.6329 | 9633.6704 | 6557.0585 | 5592.677 | 3818.8643 | 8393.4185 | 15611.6447 | 6688.9133 | 7978.8528 | 11.7275 | 771.3486 | 472.661 | 778.9191 | 1101.1996 | 1811.579 | 2068.3852 | 2734.631 | 2.1347 | 611.1697 | 377.7759 | 680.9992 | 990.1274 | 1722.9892 | 1815.7669
Mali | 8149.2496 | 3698.25 | 3965.8837 | 3698.25 | 0 | 0 | 0 | 0 | 0 | 0 | 0 | 0 | 0 | 7.0894 | 0 | 0 | 0 | 0 | 0 | 0 | 2962.3458 | 2.5312 | 684.8944 | 444.4147 | 766.1742 | 1117.2881 | 1949.4864 | 2047.0514
Malta | 106.8958 | 2405.388 | 2405.388 | 2790.5907 | 4028.6466 | 7870.6355 | 5734.1934 | 4075.1868 | 3383.939 | 7446.7406 | 14066.8899 | 6039.6108 | 7195.8388 | 4.0517 | 642.9234 | 394.5181 | 673.1064 | 973.3183 | 1640.9068 | 1840.5015 | 2513.1481 | 1.9584 | 568.7839 | 356.2111 | 634.0222 | 922.7758 | 1607.0945 | 1693.8282
Mauritania | 8283.9278 | 3845.7324 | 4510.454 | 3845.7324 | 5093.4174 | 10089.2261 | 6912.263 | 4972.2281 | 4476.5327 | 9041.9796 | 17304.7561 | 7346.7747 | 9093.6307 | 8.1495 | 832.0603 | 517.9152 | 868.1434 | 1250.5652 | 2101.5218 | 2374.9929 | 3106.8852 | 2.6644 | 718.922 | 467.1826 | 804.5336 | 1173.3035 | 2047.3545 | 2149.0366
Mauritius | 1185.7021 | 4123.1611 | 8119.2069 | 4619.0228 | 5074.1851 | 10335.3973 | 6936.2316 | 5712.7872 | 4123.1611 | 8959.9115 | 16924.9718 | 7150.3023 | 8686.2787 | 15.2092 | 828.644 | 515.377 | 847.8736 | 1206.2865 | 2003.8136 | 2266.3307 | 3009.9748 | 2.3853 | 680.1489 | 426.4142 | 759.0317 | 1104.5814 | 1923.6375 | 2024.6741
Mexico | 11945.1356 | 3570.1987 | 11008.5242 | 3570.1987 | 4250.0266 | 9387.052 | 5738.553 | 4745.8749 | 4718.4313 | 7362.5192 | 13564.4627 | 0 | 0 | 21.0063 | 682.2475 | 467.7972 | 687.9182 | 981.5746 | 1622.0156 | 0 | 2225.7853 | 2.005 | 531.7563 | 390.3576 | 599.8265 | 879.1501 | 1543.9127 | 1597.2574
Moldova | 40.7455 | 3174.5826 | 3174.5826 | 4497.5174 | 0 | 0 | 0 | 0 | 0 | 0 | 0 | 0 | 0 | 5.549 | 0 | 0 | 0 | 0 | 0 | 0 | 4182.8069 | 3.3279 | 901.6732 | 536.8981 | 1004.1656 | 1455.5758 | 2526.9924 | 2659.9003
Mongolia | 14349.528 | 4412.6262 | 6734.4461 | 4412.6262 | 0 | 0 | 0 | 0 | 0 | 0 | 0 | 0 | 0 | 12.4789 | 0 | 0 | 0 | 0 | 0 | 0 | 3129.8109 | 2.7937 | 735.0132 | 532.6304 | 829.8012 | 1214.5726 | 2130.7793 | 2200.7613
Morocco | 1749.332 | 3078.9845 | 3963.5228 | 3078.9845 | 4397.9641 | 9677.1857 | 6091.2935 | 4184.2928 | 5020.7684 | 7996.8036 | 15316.8695 | 6470.7552 | 7955.1863 | 7.0848 | 708.5258 | 490.7737 | 750.5792 | 1090.705 | 1852.0263 | 2048.4688 | 2663.1255 | 2.3266 | 626.3456 | 454.5251 | 706.6091 | 1034.4365 | 1815.0314 | 1876.0212
Mozambique | 4738.5531 | 4639.3147 | 7542.6549 | 4873.3911 | 5570.3034 | 11239.2645 | 7452.0816 | 6096.2307 | 4639.3147 | 9656.7138 | 18308.1393 | 7756.2311 | 9526.8837 | 14.0524 | 916.7703 | 565.6887 | 931.9514 | 1325.5578 | 2198.5735 | 2509.7907 | 3261.0693 | 2.6975 | 743.0976 | 472.9943 | 830.5363 | 1209.6019 | 2108.1813 | 2215.2495
Myanmar | 2119.0975 | 4294.1914 | 5759.1307 | 4437.966 | 5275.2082 | 10705.587 | 7124.8503 | 6025.92 | 4294.1914 | 9163.7757 | 17195.5341 | 7327.2282 | 8947.1081 | 10.5803 | 864.3521 | 533.0964 | 874.3821 | 1237.1114 | 2039.626 | 2332.5248 | 3029.114 | 2.4047 | 686.2882 | 431.5877 | 766.0809 | 1115.0797 | 1942.2632 | 2043.9354
Namibia | 7605.5915 | 3971.1136 | 5640.0271 | 3971.1136 | 4527.2676 | 9147.2761 | 6148.063 | 4884.5277 | 4008.4213 | 7932.5831 | 14809.9271 | 6453.531 | 8096.7222 | 10.3484 | 731.4942 | 461.9969 | 746.1146 | 1067.5732 | 1772.8168 | 2025.8356 | 2562.279 | 2.2507 | 597.833 | 392.9405 | 668.9042 | 976.2754 | 1704.7696 | 1789.8238
Nepal | -549.6584 | 3419.8989 | 5430.6609 | 3419.8989 | 0 | 0 | 0 | 0 | 0 | 0 | 0 | 0 | 0 | 9.9408 | 0 | 0 | 0 | 0 | 0 | 0 | 2312.8215 | 2.3459 | 558.1646 | 412.989 | 630.1748 | 924.2765 | 1624.0039 | 1679.4322
Netherlands | 538.2482 | 2929.7239 | 2929.7239 | 3015.0423 | 4400.5664 | 9862.7008 | 6440.0996 | 4108.7344 | 5190.6455 | 8508.508 | 16584.0927 | 6705.4982 | 7303.2747 | 5.0724 | 708.9881 | 482.5894 | 766.2187 | 1116.4632 | 1914.836 | 2067.3434 | 3003.9939 | 2.6844 | 660.6932 | 462.6838 | 743.7643 | 1083.9109 | 1896.5043 | 1954.1578
New Zealand | 15612.1609 | 4297.1887 | 11978.0434 | 4700.6637 | 4297.1887 | 9689.6416 | 5739.2906 | 5370.4972 | 4586.3317 | 7301.7219 | 13268.3555 | 0 | 0 | 22.9516 | 690.625 | 475.9625 | 678.7822 | 961.3185 | 1569.9427 | 0 | 2136.6178 | 2.4555 | 508.2585 | 371.2021 | 572.9233 | 839.4368 | 1473.7336 | 1525.6186
Nicaragua | 1898.9865 | 4487.4609 | 16374.9615 | 4487.4609 | 5007.6906 | 11254.1815 | 6737.5781 | 5288.4655 | 5569.7457 | 8788.1981 | 16756.2995 | 0 | 0 | 31.7737 | 816.8325 | 566.4789 | 843.8219 | 1212.6508 | 2036.386 | 0 | 2887.8441 | 3.0345 | 678.6688 | 492.3774 | 765.9757 | 1121.2605 | 1967.2656 | 2032.3953
Niger | 6147.5056 | 3679.5257 | 4419.4173 | 3679.5257 | 0 | 0 | 0 | 0 | 0 | 0 | 0 | 0 | 0 | 7.9723 | 0 | 0 | 0 | 0 | 0 | 0 | 2951.417 | 2.6152 | 684.8646 | 448.4139 | 766.6498 | 1118.4509 | 1952.4275 | 2048.1942
Nigeria | -13431.5039 | 4048.8948 | 4943.4976 | 4048.8948 | 5195.179 | 10305.4842 | 7079.553 | 5346.4169 | 4391.7838 | 9220.6942 | 17580.5266 | 7435.2961 | 9015.0032 | 8.9925 | 850.1364 | 521.488 | 878.8851 | 1259.1999 | 2105.3052 | 2385.5716 | 3163.2923 | 2.6088 | 719.4457 | 456.803 | 803.8247 | 1170.5191 | 2039.7971 | 2144.0185
North Korea | -337.0703 | 3611.7668 | 5629.3532 | 3611.7668 | 4644.6554 | 10604.2137 | 6269.0738 | 5769.9464 | 4873.6791 | 8009.799 | 14762.0007 | 6341.8802 | 7873.9279 | 10.3276 | 752.346 | 518.4018 | 750.4955 | 1060.6907 | 1739.4392 | 1969.6374 | 2440.394 | 2.2166 | 566.7745 | 406.3197 | 638.4578 | 933.7909 | 1637.2122 | 1693.9534
Norway | 19881.9729 | 2390.4823 | 2586.4752 | 2390.4823 | 3719.6778 | 8066.9866 | 5335.4981 | 3521.078 | 4251.4416 | 6942.6742 | 13132.6433 | 5643.3366 | 6758.3339 | 4.4042 | 588.0408 | 403.5426 | 624.03 | 908.8341 | 1545.0699 | 1708.8259 | 2259.2765 | 3.1986 | 525.7373 | 377.3131 | 591.9571 | 865.9215 | 1518.3985 | 1571.8875
Oman | 2297.723 | 3046.8639 | 3664.8972 | 3046.8639 | 4072.0136 | 8300.2312 | 5621.9002 | 4605.1423 | 3549.7859 | 7188.6095 | 13222.669 | 5835.5385 | 7337.221 | 6.5035 | 650.6267 | 414.9264 | 662.1054 | 944.0956 | 1559.9081 | 1781.9546 | 2241.5412 | 1.8783 | 523.7912 | 342.3561 | 585.3041 | 854.2532 | 1491.4329 | 1568.7956
Pakistan | -7059.1567 | 3698.9116 | 5511.6726 | 3698.9116 | 4874.054 | 10973.5558 | 6533.5698 | 5296.4849 | 5367.3221 | 8465.345 | 15941.3862 | 6799.1698 | 8641.6925 | 10.0986 | 793.0945 | 552.2985 | 815.0878 | 1165.3099 | 1941.4314 | 2182.5817 | 2691.0507 | 2.4093 | 640.2777 | 468.9256 | 722.9335 | 1059.2135 | 1859.6524 | 1921.6493
Panama | 249.4322 | 4020.2187 | 13138.8654 | 4569.0794 | 5015.0167 | 9917.908 | 7017.2313 | 5343.0143 | 4020.2187 | 9128.1593 | 17434.7097 | 7272.434 | 8389.884 | 25.2807 | 818.1339 | 491.2919 | 847.6167 | 1213.1963 | 2031.3634 | 2283.195 | 3184.9523 | 2.5032 | 701.306 | 426.9334 | 781.2437 | 1134.4734 | 1972.2745 | 2077.5622
Paraguay | 2557.9968 | 6394.3873 | 19869.0321 | 6394.3873 | 0 | 0 | 0 | 0 | 0 | 0 | 0 | 0 | 0 | 38.7842 | 0 | 0 | 0 | 0 | 0 | 0 | 4094.7501 | 3.3064 | 916.1678 | 570.1026 | 1023.2972 | 1487.9544 | 2589.7828 | 2721.8253
Peru | 18718.5299 | 4854.4564 | 17615.1487 | 4854.4564 | 5228.6914 | 11655.2193 | 6892.1663 | 5544.9918 | 5810.1608 | 8954.3236 | 16949.3655 | 0 | 0 | 34.262 | 856.0893 | 590.4286 | 874.4367 | 1250.947 | 2085.4197 | 0 | 2877.5025 | 3.2466 | 687.5705 | 505.3608 | 776.8394 | 1138.5196 | 1999.3149 | 2065.0485
Philippines | -4373.821 | 4150.2201 | 8101.842 | 4150.2201 | 4712.9474 | 10718.2414 | 6307.2647 | 5612.0389 | 5039.6172 | 8091.1238 | 14992.7982 | 6455.9219 | 8198.9815 | 15.1743 | 764.4768 | 531.1549 | 768.8426 | 1091.0431 | 1797.762 | 2035.0705 | 2480.6762 | 2.3996 | 586.6241 | 427.0749 | 661.7222 | 969.1054 | 1700.8537 | 1758.8496
Portugal | 950.3478 | 2530.5606 | 2905.3774 | 2530.5606 | 3803.6263 | 8332.69 | 5376.792 | 3655.5243 | 4348.6759 | 7017.8224 | 13285.32 | 5710.3074 | 7006.6313 | 5.025 | 602.9527 | 419.8734 | 638.8342 | 930.88 | 1582.4007 | 1749.1115 | 2274.9064 | 2.0162 | 536.5029 | 389.2491 | 604.6552 | 885.358 | 1553.6091 | 1607.8711
Puerto Rico | 85.9028 | 3091.4166 | 9731.1207 | 3091.4166 | 3731.7232 | 8277.9764 | 5245.2404 | 3927.328 | 4196.9151 | 6792.8845 | 12679.695 | 5509.049 | 6825.3553 | 18.4433 | 590.1804 | 413.0148 | 614.5144 | 890.2396 | 1499.2627 | 1668.2647 | 2127.5212 | 1.8396 | 503.167 | 366.0468 | 566.9604 | 830.3706 | 1457.4178 | 1508.7756
Qatar | -105.9347 | 3212.5948 | 3466.4888 | 3212.5948 | 4380.4886 | 8881.6757 | 6075.1824 | 4989.2144 | 3666.3101 | 7788.1366 | 14459.3227 | 6259.7853 | 7620.7009 | 6.1173 | 705.4217 | 440.0873 | 718.7102 | 1022.2403 | 1690.0914 | 1923.731 | 2508.7825 | 2.0275 | 571.0995 | 361.7518 | 637.1424 | 927.866 | 1616.9264 | 1702.4617
Russia | 122595.9281 | 3915.4783 | 5417.0362 | 3915.4783 | 5280.4388 | 11268.9574 | 7163.3041 | 5351.2314 | 5809.956 | 9263.7306 | 17457.3814 | 7460.6275 | 8813.7279 | 9.9143 | 865.2812 | 560.5869 | 885.2669 | 1258.0815 | 2081.087 | 2384.125 | 3009.4492 | 3.5792 | 689.1901 | 488.805 | 776.5845 | 1134.5624 | 1987.602 | 2054.3472
Rwanda | -914.6761 | 4767.0056 | 6140.3514 | 4767.0056 | 0 | 0 | 0 | 0 | 0 | 0 | 0 | 0 | 0 | 11.3224 | 0 | 0 | 0 | 0 | 0 | 0 | 3576.0407 | 2.8532 | 795.0736 | 490.4048 | 886.9866 | 1289.0741 | 2242.6113 | 2359.4434
Saudi Arabia | 13546.6176 | 2898.9199 | 3324.1574 | 2898.9199 | 4031.8702 | 8086.8405 | 5590.1907 | 4341.9061 | 3612.5829 | 7147.9406 | 13147.9453 | 5838.2924 | 7271.6257 | 5.8402 | 643.496 | 405.5093 | 657.8295 | 938.2659 | 1550.9296 | 1780.4847 | 2228.9188 | 1.9352 | 521.1016 | 342.4981 | 582.5222 | 850.3376 | 1484.9897 | 1560.7991
Senegal | -104.1815 | 3936.5959 | 4760.1313 | 3936.5959 | 4947.9856 | 9794.1978 | 6804.1862 | 4890.4482 | 4227.2765 | 8908.5094 | 17093.1898 | 7201.2146 | 8766.8499 | 8.6356 | 806.227 | 499.3648 | 844.5368 | 1218.5622 | 2054.0538 | 2305.8303 | 3095.9476 | 2.5539 | 707.5083 | 451.4402 | 790.6769 | 1151.8142 | 2007.8104 | 2110.2916
Serbia | 182.1691 | 2910.3458 | 2910.3458 | 4187.0479 | 5773.6536 | 11291.8073 | 8102.9672 | 5765.3504 | 4572.7 | 10662.8811 | 20804.2108 | 8433.0925 | 9458.8423 | 5.0346 | 952.8918 | 562.8014 | 1004.386 | 1443.8592 | 2438.8377 | 2711.6202 | 3923.3076 | #N/A | 851.8129 | 511.3117 | 948.9123 | 1376.3255 | 2390.5655 | 2516.3816
Seychelles | -3.3434 | 3949.9519 | 6687.3729 | 4174.9226 | 4842.7771 | 9812.5577 | 6685.6683 | 5383.4132 | 3949.9519 | 8639.0876 | 16310.5557 | 6903.2086 | 8330.7071 | 12.3872 | 787.5387 | 488.8763 | 809.8293 | 1154.6817 | 1922.1577 | 2168.8923 | 2903.0691 | #N/A | 654.8265 | 409.4931 | 730.4927 | 1062.8952 | 1850.802 | 1948.6965
Sierra Leone | -117.7501 | 4924.9919 | 5987.7996 | 5080.6643 | 6076.0699 | 12012.2456 | 8336.576 | 6020.2944 | 4924.9919 | 10992.9141 | 21478.8587 | 8745.6729 | 10242.8964 | 11.0254 | 1006.6104 | 608.5283 | 1058.9972 | 1523.6812 | 2573.5084 | 2868.7419 | 4020.0715 | 3.2333 | 892.8147 | 550.7955 | 996.5566 | 1448.1896 | 2519.3199 | 2648.8259
Somalia | 4708.2686 | 3702.5423 | 5264.1319 | 3702.5423 | 4640.8368 | 9437.2219 | 6329.5426 | 5116.4332 | 4004.5808 | 8144.1958 | 15203.7486 | 6578.4818 | 8193.0181 | 9.6167 | 751.6677 | 474.0877 | 767.888 | 1093.8267 | 1811.9272 | 2065.7211 | 2637.1643 | 2.2334 | 610.1552 | 395.64 | 682.1063 | 994.7575 | 1735.7266 | 1824.0545
South Africa | 10054.9139 | 3967.002 | 5852.1094 | 4062.9334 | 4593.1597 | 9261.7644 | 6215.6716 | 5139.0909 | 3967.002 | 7984.9128 | 14812.5891 | 6479.3348 | 8094.4786 | 10.7613 | 743.1987 | 464.4035 | 750.0981 | 1067.9495 | 1762.0071 | 2026.5464 | 2549.6529 | 2.1553 | 591.4227 | 384.3499 | 661.1451 | 964.3841 | 1682.9878 | 1768.9033
South Korea | -4.4681 | 3941.2832 | 5101.3322 | 4062.0391 | 4993.0337 | 10264.4683 | 6801.4648 | 6166.0466 | 3941.2832 | 8674.3069 | 16065.9914 | 6876.0145 | 8246.5703 | 9.2998 | 814.229 | 500.6343 | 810.5674 | 1139.5092 | 1862.551 | 2135.6697 | 2795.9421 | 2.1845 | 623.2925 | 384.2773 | 694.4787 | 1009.5156 | 1756.4416 | 1850.8983
Spain | 3011.8715 | 2121.9366 | 2406.8357 | 2121.9366 | 3394.6029 | 7359.9774 | 4858.095 | 3379.3134 | 3876.8411 | 6271.7329 | 11630.0206 | 5140.1045 | 6302.3439 | 4.0545 | 530.2972 | 367.0956 | 555.1755 | 806.5522 | 1361.2701 | 1521.0709 | 1936.2342 | 1.7266 | 458.8093 | 333.8482 | 516.6223 | 756.7596 | 1328.3369 | 1376.3233
Sri Lanka | 87.135 | 4215.6918 | 7718.7824 | 4215.6918 | 4900.8778 | 11128.4815 | 6594.2517 | 5407.3931 | 5344.902 | 8558.4168 | 16182.7279 | 6837.8682 | 8645.2184 | 14.4057 | 797.8592 | 558.4291 | 821.6291 | 1176.0122 | 1964.4842 | 2194.1019 | 2751.9348 | 2.4823 | 650.2272 | 472.899 | 733.8333 | 1074.593 | 1885.7968 | 1949.1573
Sudan | 15561.2243 | 3707.5751 | 5147.5546 | 3707.5751 | 4715.0232 | 9474.7575 | 6438.4469 | 4965.3998 | 4172.404 | 8299.5721 | 15541.6555 | 6729.9898 | 8315.6583 | 9.3897 | 764.8456 | 478.0468 | 785.5886 | 1119.9545 | 1857.4799 | 2122.9363 | 2706.9178 | 2.3804 | 626.2362 | 408.3138 | 700.4814 | 1021.6831 | 1783.1355 | 1871.9652
Suriname | 2054.6751 | 4222.6987 | 13073.6015 | 4513.7036 | 5071.8468 | 10084.3808 | 7012.4815 | 5243.8686 | 4222.6987 | 9149.0901 | 17515.9269 | 7335.1117 | 8709.6203 | 25.1498 | 828.2287 | 506.6213 | 861.2415 | 1236.4903 | 2075.4385 | 2332.8412 | 3183.1133 | 2.6115 | 714.3302 | 446.8767 | 797.2855 | 1159.7384 | 2019.2391 | 2123.5526
Swaziland | 38.1715 | 4282.6996 | 6794.1611 | 4282.6996 | 0 | 0 | 0 | 0 | 0 | 0 | 0 | 0 | 0 | 12.5951 | 0 | 0 | 0 | 0 | 0 | 0 | 2758.5116 | 2.1841 | 632.6891 | 402.7562 | 706.4844 | 1029.3443 | 1794.3117 | 1888.5633
Sweden | 5097.8057 | 2334.6195 | 2585.8362 | 2334.6195 | 3589.5754 | 7760.268 | 5190.8861 | 3411.3089 | 4100.4533 | 6740.4424 | 12704.5232 | 5481.4569 | 6509.3598 | 4.4029 | 564.9305 | 386.3059 | 599.0891 | 872.4308 | 1482.6179 | 1640.6069 | 2179.2695 | 3.0286 | 505.0163 | 361.125 | 568.3129 | 831.0893 | 1456.996 | 1508.8488
Switzerland | -180.3029 | 2078.7938 | 2156.3869 | 2078.7938 | 0 | 0 | 0 | 0 | 0 | 0 | 0 | 0 | 0 | 3.5669 | 0 | 0 | 0 | 0 | 0 | 0 | 1998.858 | 2.0368 | 466.6926 | 335.6096 | 525.0992 | 768.3407 | 1347.5716 | 1396.2943
Syria | -359.9007 | 3346.2185 | 3346.2185 | 3658.7381 | 4907.5643 | 9689.6251 | 6855.8806 | 5019.4081 | 4075.3639 | 8945.6232 | 17127.178 | 7169.2293 | 8396.4694 | 5.8831 | 799.0469 | 485.0315 | 833.8187 | 1198.5755 | 2014.7693 | 2260.5489 | 3122.4663 | 2.5494 | 696.1673 | 432.1441 | 776.5058 | 1128.9053 | 1964.6849 | 2067.079
Tajikistan | 320.8267 | 4867.234 | 5267.1032 | 4867.234 | 0 | 0 | 0 | 0 | 0 | 0 | 0 | 0 | 0 | 9.6225 | 0 | 0 | 0 | 0 | 0 | 0 | 3819.8461 | 3.171 | 853.306 | 532.2733 | 952.9934 | 1385.7164 | 2412.076 | 2534.2866
Tanzania | 486.5131 | 4431.0483 | 6304.6163 | 4431.0483 | 5359.9136 | 10847.3963 | 7251.5373 | 5887.6118 | 4463.5846 | 9369.4608 | 17707.7272 | 7505.7216 | 9155.9213 | 11.6421 | 879.3985 | 543.8239 | 898.253 | 1275.5455 | 2113.54 | 2407.1264 | 3143.7671 | #N/A | 714.0975 | 452.7511 | 797.7493 | 1161.5549 | 2024.0072 | 2127.6071
Thailand | 935.2663 | 3742.3641 | 5141.788 | 3810.0425 | 4563.0571 | 9313.3737 | 6210.5394 | 5493.2186 | 3742.3641 | 7911.7477 | 14531.2285 | 6350.0881 | 7858.1915 | 9.3785 | 737.8516 | 459.633 | 737.1079 | 1040.553 | 1701.6155 | 1959.5089 | 2480.6039 | 1.9421 | 567.6217 | 359.8669 | 633.2608 | 922.4903 | 1607.7606 | 1693.78
Togo | -319.7535 | 4260.046 | 5102.8322 | 4260.046 | 5312.9055 | 10564.4607 | 7277.2773 | 5442.5754 | 4381.0383 | 9522.713 | 18317.8063 | 7640.0819 | 9195.7303 | 9.3027 | 871.0483 | 534.893 | 907.4386 | 1304.1732 | 2192.6499 | 2461.6648 | 3342.8882 | 2.671 | 754.866 | 473.5405 | 842.8849 | 1226.5409 | 2135.993 | 2246.6696
Trinidad & Tobago | 486.2078 | 3989.0701 | 11711.6692 | 4328.0145 | 4912.5303 | 9717.0968 | 6867.7787 | 5123.0445 | 3989.0701 | 8956.1718 | 17143.9254 | 7160.5629 | 8375.1126 | 22.4171 | 799.929 | 485.0753 | 833.2967 | 1197.0571 | 2011.5815 | 2254.1813 | 3130.2874 | 2.4689 | 695.668 | 428.0864 | 775.4738 | 1126.9657 | 1960.454 | 2064.4534
Tunisia | 1332.4157 | 2569.15 | 2569.15 | 2844.0578 | 4103.799 | 8067.013 | 5820.9135 | 4115.4561 | 3554.4029 | 7559.4922 | 14284.5921 | 6132.6456 | 7301.072 | 4.3705 | 656.2728 | 404.5331 | 686.5712 | 991.8391 | 1670.4405 | 1876.8168 | 2545.7849 | 2.1281 | 577.1277 | 365.8129 | 643.9515 | 937.5861 | 1633.7972 | 1719.0208
Turkey | 1200.5677 | 2574.9068 | 2574.9068 | 2928.186 | 4190.7284 | 8153.73 | 5904.4046 | 4335.4783 | 3515.6235 | 7632.9743 | 14321.9818 | 6192.979 | 7370.5132 | 4.3817 | 671.7143 | 407.1483 | 695.0222 | 998.5303 | 1669.3576 | 1893.6786 | 2538.7161 | 1.9792 | 573.9129 | 359.0177 | 639.7305 | 930.9974 | 1621.2954 | 1708.7364
Turkmenistan | 3611.0516 | 5184.0163 | 5184.0163 | 5200.8279 | 0 | 0 | 0 | 0 | 0 | 0 | 0 | 0 | 0 | 9.4607 | 0 | 0 | 0 | 0 | 0 | 0 | 4244.9801 | 3.4254 | 942.0188 | 580.951 | 1051.6639 | 1528.1713 | 2658.3493 | 2794.3041
Uganda | -3390.0803 | 4658.7713 | 6283.0398 | 4658.7713 | 0 | 0 | 0 | 0 | 0 | 0 | 0 | 0 | 0 | 11.6001 | 0 | 0 | 0 | 0 | 0 | 0 | 3440.5286 | 2.8509 | 779.6207 | 493.4998 | 871.2014 | 1268.2539 | 2209.6263 | 2321.66
Ukraine | 2483.2431 | 2685.3132 | 2685.3132 | 3841.6364 | 5320.8407 | 10322.5292 | 7579.1914 | 5518.7585 | 4139.5912 | 9893.414 | 19078.9869 | 7811.8038 | 8514.8106 | 4.5966 | 872.4579 | 504.9848 | 911.1732 | 1303.3263 | 2187.6751 | 2447.9194 | 3570.211 | 2.7833 | 763.2025 | 448.4202 | 848.6198 | 1229.1839 | 2132.5255 | 2247.9604
United Arab Emirates | -67.7613 | 3010.1083 | 4361.5553 | 3010.1083 | 4126.8146 | 9321.7864 | 5654.7324 | 4635.972 | 4547.1238 | 7281.6473 | 13514.5813 | 5863.4452 | 7453.3943 | 7.8597 | 660.3611 | 465.2607 | 678.0261 | 971.7063 | 1617.9814 | 1814.0208 | 2236.1171 | 1.883 | 534.0461 | 391.6188 | 602.3716 | 882.8375 | 1550.2952 | 1604.0511
United Kingdom | 10197.4848 | 2097.8579 | 2463.6501 | 2097.8579 | 3354.5819 | 7229.5687 | 4884.4578 | 3162.453 | 3859.3371 | 6326.9752 | 11853.6391 | 5175.2858 | 6196.215 | 4.1651 | 523.1882 | 360.1456 | 555.2565 | 810.4214 | 1378.9671 | 1526.8345 | 2011.3709 | 2.7628 | 469.9185 | 338.1229 | 528.7799 | 773.7615 | 1357.1253 | 1406.1019
United States | 82276.395 | 3081.0878 | 9273.562 | 3081.0878 | 4011.4438 | 8625.2473 | 5521.825 | 4361.1075 | 4448.9698 | 7050.2418 | 12870.1659 | 5749.5855 | 7055.1226 | 17.5253 | 639.8676 | 426.4153 | 645.9185 | 919.6002 | 1511.9182 | 1743.5863 | 2102.6391 | 2.1163 | 495.9548 | 360.3147 | 558.7272 | 818.177 | 1435.8736 | 1486.4559
Uruguay | 2472.0726 | 4686.008 | 16123.654 | 4686.008 | 4897.5408 | 10991.2994 | 6654.3489 | 5290.484 | 5348.4155 | 8667.7955 | 16474.2826 | 6920.2905 | 8493.4652 | 31.2694 | 797.2664 | 548.7823 | 822.8041 | 1181.0529 | 1979.253 | 2207.725 | 2843.2082 | 2.5472 | 660.4738 | 473.8994 | 744.7058 | 1089.157 | 1909.5847 | 1973.8894
Uzbekistan | 1176.474 | 5291.8201 | 5296.6141 | 5291.8201 | 0 | 0 | 0 | 0 | 0 | 0 | 0 | 0 | 0 | 9.6799 | 0 | 0 | 0 | 0 | 0 | 0 | 4305.0772 | 3.4721 | 951.7474 | 584.4755 | 1062.2728 | 1543.1036 | 2683.6514 | 2821.1401
Venezuela | 6407.9814 | 4871.0887 | 16701.2995 | 4871.0887 | 5478.6069 | 12212.7969 | 7393.656 | 5542.7516 | 6076.8104 | 9707.9106 | 18724.9341 | 7750.7948 | 9459.0617 | 32.4284 | 900.4821 | 615.9755 | 940.2736 | 1352.8915 | 2278.767 | 2534.3558 | 3295.0669 | 3.1671 | 764.1027 | 548.7164 | 862.2443 | 1260.9131 | 2210.6393 | 2282.6688
Vietnam | 32.8435 | 4533.8068 | 6633.0074 | 5055.196 | 5740.4393 | 11689.4093 | 7780.5334 | 6641.2851 | 4533.8068 | 10024.3354 | 18967.4094 | 7935.2283 | 9398.464 | 12.2814 | 946.9918 | 576.5954 | 957.8249 | 1351.562 | 2230.158 | 2539.4534 | 3400.6963 | 2.6981 | 753.6339 | 462.807 | 840.3366 | 1220.9488 | 2123.5998 | 2235.2146
West Bank | 41.211 | 3006.1303 | 3048.6613 | 3006.1303 | 0 | 0 | 0 | 0 | 0 | 0 | 0 | 0 | 0 | 5.3039 | 0 | 0 | 0 | 0 | 0 | 0 | 2468.2084 | #N/A | 574.1861 | 372.2548 | 641.6055 | 935.9764 | 1633.3305 | 1718.3176
Yemen | 2045.9707 | 4031.8903 | 4989.2773 | 4031.8903 | 5051.2402 | 10256.3631 | 6803.5149 | 5278.687 | 4413.1675 | 8830.1926 | 16725.0428 | 7149.5208 | 9036.8068 | 9.0816 | 824.5683 | 523.6843 | 851.8477 | 1219.0475 | 2033.8676 | 2306.0278 | 2945.063 | 2.5241 | 687.8158 | 450.9776 | 770.0303 | 1123.7975 | 1962.0809 | 2059.5004
Zambia | 4136.0024 | 4757.8875 | 7134.8105 | 4757.8875 | 0 | 0 | 0 | 0 | 0 | 0 | 0 | 0 | 0 | 13.2583 | 0 | 0 | 0 | 0 | 0 | 0 | 3270.5634 | 2.7095 | 747.9316 | 477.8947 | 836.1532 | 1218.1263 | 2123.5227 | 2231.0628
Zimbabwe | 1641.8764 | 42327.672 | 68656.4933 | 42327.672 | 0 | 0 | 0 | 0 | 0 | 0 | 0 | 0 | 0 | 136.6724 | 0 | 0 | 0 | 0 | 0 | 0 | 28657.9615 | 25.9198 | 6462.4119 | 4130.873 | 7256.3297 | 10560.5197 | 18400.9402 | 19218.1119
Grand Total | 920155.0281 | 604183.3279 | 1090265.5974 | 623002.714 | 530635.7564 | 1107975.6953 | 727347.7995 | 561325.6666 | 501382.5778 | 944395.8478 | 1789574.4351 | 699664.3012 | 848124.7683 | 2048.4749 | 86261.607 | 55550.5981 | 89057.6618 | 127613.0609 | 213337.7761 | 221490.5438 | 456818.85 | #N/A | 104268.8442 | 68670.5998 | 116816.0724 | 170296.8182 | 297276.59 | 310836.2735
109

## Electricity
Electricity Production
Investment and O&M cost are based on reference 2050 values in Agora (2017): The Future Cost of Electricity Based Synthetic Fuels. Electronic appendix: Model
|  | Solar PV | Onshore wind | Offshore Wind |  | Reference 2050 investment costs are 456, 1078, 1600 €/kW respectively
|  |  |  | excl. grid connection (0.7 €ct/kWh) |  | Optimistic 2050 investment costs are 306, 779 and 1400 €/kW respectively
Investment | [€/kW] | 246 | 779 | 1400 | Solar: ETIP PV (2017): The True Competitiveness of Solar PV; wind: Agora optimistic 2050 values
Lifetime | [y] | 40 | 25 | 25
OPEX | [% CAPEX] | 1.5% | 2% | 3%
OPEX | [€/kW] | 3.69 | 15.58 | 42
WACC |  | 8% | 8% | 8%
FLH | [h/y] | 2310 | 3500 | 4300
LCOE CAPEX | [€ct/kWh] | 1.1182 | 2.6709 | 3.907
LCOE OPEX | [€ct/kWh] | 0.15974 | 0.44514 | 0.97674
LCOE | [€ct/kWh] | 1.2779 | 3.116 | 4.8837

## HV_DC_Grid
HV DC Grid Electricity Transportation
| Demand | [TWh] | 100
| Length | [km] | 1000
| FLH |  | 7500
| Capacity multiplier |  | 1.1
| Length multiplier |  | 1.2 | Assumption based on the ratio of minimal vs actual length of various existing HV DC grid cables
| Capacity | [GW] | 14.6667
| Length | [km] | 1200
Alternatively one could use costs of actual projects, such as Sudlink in Germany land and the recent UK-BE interconnector (sea). Some cost improvement and scaling can be expected however
Overhead | Investment | [€/(MW km)] | 300 | DII (2014): Desert Power: Getting Connected
Seacables | Investment | [€/(MW km)] | 1000 | DII (2014): Desert Power: Getting Connected
Underground | Investment | [€/(MW km)] | 1366.6667 | DII (2014): Desert Power: Getting Connected
| Station | [€/MW] | 90000 | DII (2014): Desert Power: Getting Connected
Overhead | O&M | [% Invest] | 1% | DII (2014): Desert Power: Getting Connected
Seacables | O&M | [% Invest] | 0.1% | DII (2014): Desert Power: Getting Connected
Underground | O&M | [% Invest] | 0.1% | DII (2014): Desert Power: Getting Connected
| Station | [% Invest] | 1% | DII (2014): Desert Power: Getting Connected
Overhead | Losses | [%/1000 km] | 1.6% | DII (2014): Desert Power: Getting Connected
Seacables | Losses | [%/1000 km] | 1.6% | DII (2014): Desert Power: Getting Connected
Underground | Losses | [%/1000 km] | 1.6% | DII (2014): Desert Power: Getting Connected
| Station | [%] | 0.7% | DII (2014): Desert Power: Getting Connected
| Part of distance that is land |  | 80%
| Part of distance that is water |  | 20%
Assumption: all transmission over land happens via overhead cables, transmission over water with seacables
| # of stations |  | 2
| Overhead investment | [M€] | 4224
| Seacables investment | [M€] | 3520
| Underground investment | [M€] | 0
| Station investment | [M€] | 2640
| Investment | [M€] | 10384
| Lifetime | [y] | 40 | F. Trieb et al. (2011): Solar electricity imports from the Middle East and North Africa to Europe. Energy Policy 42, 341-353
| WACC |  | 8%
| Capital charge | [M€/y] | 830.72
| Depreciation | [M€/y] | 259.6
| Yearly CAPEX | [M€/y] | 1090.32
| O&M | [M€/y] | 72.16
| Total cost | [M€/y] | 1162.48
| Total cost | [€ct/kWh] | 1.1625
| Losses |  | 3.323%
| Demand in | [PWh] | 103.4371

## Pipeline
Pipeline Gaseous Hydrogen Transportation
Total demand out | [t] | 13668000
Pressure | [bar] | 70-100 | M. Robinius et al. (2018): Comparative Analysis of Infrastructures: Hydrogen Fueling and Electric Charging of Vehicles
Hydrogen density | [kg/m3] | 5.7 | M. Robinius et al. (2018): Comparative Analysis of Infrastructures: Hydrogen Fueling and Electric Charging of Vehicles
Hydrogen speed | [m/s] | 15 | M. Robinius et al. (2018): Comparative Analysis of Infrastructures: Hydrogen Fueling and Electric Charging of Vehicles
Min flow rate | [kg/h] | 1560273.9726
Capacity multiplier |  | 1.1
Assumed mass flow rate | [kg/h] | 1716301.3699
Volumetric flow rate | [m3/h] | 301105.5035
| [m3/s] | 83.6404
Cross section pipe | [m2] | 5.576
Diameter pipe | [m] | 2.6645
Lifetime | [y] | 40
Investment cost source |  | ECN (2017): Verkenning Energie-functionaliteit Energie Eilanden Noordzee
Investment cost | [€/m] | 9703.136
Investment cost | [M€/km] | 9.7031 | 18158.1416 | €/m | M. Robinius et al. (2018): Comparative Analysis of Infrastructures: Hydrogen Fueling and Electric Charging of Vehicles
Distance (min) | [km] | 1000 | 17913.1384 | €/m | C. Yang & J. Ogden (2007): Determining the lowest-cost hydrogen delivery mode
Detour multiplier |  | 1.2 | 9703.136 | €/m | ECN (2017): Verkenning Energie-functionaliteit Energie Eilanden Noordzee
Distance | [km] | 1200 |  |  | In line with Gasunie experience regarding natural gas pipelines and expectation regarding hydrogen pipelines
Investment cost | [M€] | 11643.7632
WACC |  | 8%
CRF | [M€/y] | 931.5011
Depreciation | [M€/y] | 291.0941
CAPEX/y | [M€/y] | 1222.5951
O&M | [% invest] | 4%
O&M | [M€/y] | 465.7505
Total cost exl losses | [M€/y] | 1688.3457
Total cost exl losses | [€/t] | 123.5254
Losses |  | 0.5%
Total demand in | [t] | 13736683.4171
Compression
Total demand out | [t] | 13736683.4171
Compression to 70-100 bar
Energy req | [kWh/kg] | 0.2 | Starting pressure is 30 bar (from electrolyser). Hence compression energy req. is about 0.2 kWh/kg H2. Source: Marija Saric, ECN
Mass flow rate | [kg/h] | 1716301.3699 | Hydrogen compression from 0 to 100 bar requires about 0.85 kWh/kg, as also per C. Yang & J. Ogden (2007): Determining the lowest-cost hydrogen delivery mode
Total Capacity | [kW] | 343260.274
Number of compressors |  | 5
Capacity per compressor | [kW] | 68652.0548
Lifetime | [y] | 25 | Gasunie experience
Investment per compressor | [M€] | 13.2169 | M. Robinius et al. (2018): Comparative Analysis of Infrastructures: Hydrogen Fueling and Electric Charging of Vehicles
Total investment | [M€] | 66.0845 | M. Robinius et al. (2018): Comparative Analysis of Infrastructures: Hydrogen Fueling and Electric Charging of Vehicles
WACC |  | 8%
Capital charge | [M€/y] | 5.2868
Depreciation | [M€/y] | 2.6434
Total capital cost/y | [M€] | 7.9301
Total O&M |  | 4%
Total O&M | [M€/y] | 2.6434
Energy req | [MWh] | 2733600
Electricity price | [€/kWh] | 0.03
Energy cost | [M€/y] | 82.008
Total cost exl losses | [M€/y] | 92.5815
Total cost exl losses | [€/t] | 6.7736
Losses |  | 0.5%
Total demand in | [t] | 13805711.977

## Carriers
Carrier Production
|  | Molecule Production |  |  |  | Carrier Production | [8 empty] | Liquefaction
Compound |  | Hydrogen | Hydrogen | CO2 | N2 | Ammonia | Formic Acid | Methanol | DBT | NaBH4 | DME |  | OME | SNG | Hydrogen | SNG | CO2
|  | H2 | H2 | CO2 | N2 | NH3 | HCOOH | CH3OH | C21H20 | NaBH4 | C2H6O |  |  | CH4 | H2 (l) | CH4 (l) | CO2 (l)
Low TRL
|  | Alkaline | PEM | Direct Air Capture | Cryogenic Air Separation | Haber Bosch | Direct Synthetis | Direct Synthetis | Hydrogenation | Hydrogenation | Dehydration (of methanol) |  |  | Methanation | Liquefaction | Liquefaction | Liquefaction
Demand out | [t] |  |  |  |  | 79388253.8389 | 310425396.8254 | 108044444.4444 | 219354838.7097 | 63920000 | 103630430.3076 |  | 128282539.6825 | 41414110.5744 | 14035263.9511
Pressure | [bar] | 30 | 30 | 1 | 8 | 150 | 105 | 50-100 | 50 |  | 10 |  |  | 7 |  |  | 8
Temperature | [dC] | ambient or slightly elevated | ambient or elevated | 80-100 | cryo T | 450 | 90 | 250 | 150 |  | 240 |  |  | 290 |  |  | -50
Input carrier | [t/d] | [8 empty] | 120
Cost carrier | [€/t] | [5 empty] | 111.5 | 111.5 | 4000 | 1500 | 111.5 |  | 111.5 | 111.5 |  |  |  | Here the price of the carrier (DBT or NaBH4) or the spent fuel (CO2) can be set. For the carriers reference prices have been used, for CO2 DAC capture costs
Input H2 | [t/d] |  |  |  |  | 533 | 21.72 | 579 | 62 |  |  |  |  | 502.994 | 150
Input N2 | [t/d] |  |  |  |  | 2467
Input CO2 | [t/d] | [5 empty] | 304.8 | 4200 | [5 empty] | 2744.511 |  |  | 2880
Input MeOH | [t/d] | [9 empty] | 1414.4495 |  | 2398.6115
Input CH4 | [t/d] | [14 empty] | 1000
Capacity (prod) | [t/d] |  | 481.5409 | 3000 | 2467 | 3000 | 367.2 | 3000 | 1000 | 120 | 1000 |  | 1000 | 1000 | 150 | 1000 | 2880
Capacity (el) | [GW] | 1 | 1 | 0.06875 | 0.01112 | 0.0802 |  | 0.05625 | [6 empty] | 0.04
Equipment | [€/kW] | 200 | 300
Installation | [€/kW] | 150 | 300
Lifetime | [y] | 30 | 30 | 25 | 20 | 20 | 20 | 25 | 20 | 20 | 20 |  | 20 | 20 | 30 | 20 | 20
FLH |  | 5000 | 5000 | 8000 | 8000 | 8000 | 8000 | 8000 | 8000 | 8000 | 8000 |  | 8000 | 8000 | 8000 | 8000 | 8000
Investment | [M€] | 350 | 600 | 500 | 129.0859 | 482.7586 | 46.0711 | 35.179 | 16.6906 | 52 | 36.0854 |  | 115.6548 | 31.089 | 211.5673 | 229.8851 | 23.1
Investment | [€/t] | 119.8633 | 199.36 | 20 | 7.8488 | 24.1379 | 18.8199 | 1.4072 | 2.5036 | 65 | 5.4128 |  | 17.3482 | 4.6634 | 141.0449 | 34.4828 | 1.2031
WACC |  | 8% | 8% | 8% | 8% | 8% | 8% | 8% | 8% | 8% | 8% |  | 8% | 8% | 8% | 8% | 8%
Capital charge | [M€/y] | 28 | 48 | 40 | 10.3269 | 38.6207 | 3.6857 | 2.8143 | 1.3352 | 4.16 | 2.8868 |  | 9.2524 | 2.4871 | 16.9254 | 18.3908 | 1.848
Depreciation | [M€/y] | 11.6667 | 20 | 20 | 6.4543 | 24.1379 | 2.3036 | 1.4072 | 0.83453 | 2.6 | 1.8043 |  | 5.7827 | 1.5545 | 7.0522 | 11.4943 | 1.155
Yearly CAPEX | [M€/y] | 39.6667 | 68 | 60 | 16.7812 | 62.7586 | 5.9892 | 4.2215 | 2.1698 | 6.76 | 4.6911 |  | 15.0351 | 4.0416 | 23.9776 | 29.8851 | 3.003
Carrier capital | [M€/day of transport] | [5 empty] | 103.8373 | 36.1409 | 2632.2581 | 287.64 | 34.6644 |  | 42.9105 | 13.853
Energy | [kWh/kg] | 51.37 | 49.84 | 0.55 | 0.10818 | 0.6416 | 3.0738 | 0.45 | 0.02294 | 15.282 | 0.30882 | http://www.neocarbonenergy.fi/wp-content/uploads/2016/02/05_Fasihi-2.pdf | 1.2667 | 0.45 | 6.4 | 0.5 | 0.072
Energy demand | [GWh] | 5000 | 5000 | 550 | 88.96 | 641.6 | 376.2304 | 450 | 7.6467 | 611.28 | 102.9412 | what about heat | 422.2222 | 150 | 320 | 166.6667 | 69.12
Electricity price | [€/kWh] | 0.03 | 0.03 | 0.03 | 0.03 | 0.03 | 0.03 | 0.03 | 0.03 | 0.03 | 0.03 |  | 0.03 | 0.03 | 0.03 | 0.03 | 0.047226
Energy cost | [M€/y] | 150 | 150 | 16.5 | 2.6688 | 19.248 | 11.2869 | 13.5 | 0.2294 | 18.3384 | 3.0882 |  | 12.6667 | 4.5 | 9.6 | 5 | 3.2643
O&M | [% of invest] | 3% | 3% | 7% | 2.25% | 3% | 3% | 3% | 3% | 5% | 3% |  | 3% | 3% | 3% | 3% | 3%
| [M€/y] | 10.5 | 18 | 35 | 2.9044 | 14.4828 | 1.3821 | 1.0554 | 0.50072 | 2.6 | 1.0826 |  | 3.4696 | 0.93267 | 6.347 | 6.8966 | 0.693
Carrier replacement |  | 0% | 0% | 0% | 0% | 0% | 0.9044% | 0% | 0.1% | 5% | 0% |  | 0% | 6.399% | 0% | 0% | 0%
Carrier chain losses | [6 empty] | 0% | 0% | 0% | 2% | 0% |  |  | 0%
Carrier replacement | [M€/y] | 0 | 0 | 0 | 0 | 0 | 0.12343 | 0 | 1.3333 | 4.2 | 0 |  | 0 | 2.3783 | 0 | 0 | 0
O&M | [M€/y] | 10.5 | 18 | 35 | 2.9044 | 14.4828 | 1.5056 | 1.0554 | 1.8341 | 6.8 | 1.0826 |  | 3.4696 | 3.311 | 6.347 | 6.8966 | 0.693
O&M | [€/t] | 107.877 | 179.424 | 35 | 3.5319 | 14.4828 | 12.3004 | 1.0554 | 5.5022 | 170 | 3.2477 |  | 10.4089 | 9.9329 | 126.9404 | 20.6897 | 0.72188
Input H2 | [M€/y] |  |  |  |  | 365.3737 | 14.8891 | 396.9069 | 42.5013 |  | 0 |  | 0 | 344.8045 | 102.8256
Input N2 | [M€/y] |  |  |  |  | 22.3544
Input CO2 | [M€/y] | [5 empty] | 0.73663 | 10.1504 |  |  | 0 |  | 0 | 6.6328
Input MeOH | [M€/y] | [9 empty] | 200.7736 |  | 340.4702
Input CH4 | [M€/y] | [14 empty] | 363.2898
Losses | % | [13 empty] | 1.625%
Total yearly cost | [M€/y] | 200.1667 | 236 | 111.5 | 22.3544 | 484.2175 | 34.4075 | 425.8341 | 46.7345 | 31.8984 | 209.6355 |  | 371.6416 | 363.2898 | 145.1083 | 405.0714 | 6.9603 | These production cost include losses as they concern the end of the chain; carrier cost are however accounted for elsewhere
Total output | [Mt/y] | 0.097333 | 0.10032 | 1 | 0.82233 | 1 | 0.1224 | 1 | 0.33333 | 0.04 | 0.33333 |  | 0.33333 | 0.33333 | 0.05 | 0.33333 | 0.96
Running cost | [€/t] | 2056.5123 | 2352.448 | 111.5 | 27.1841 | 484.2175 | 281.107 | 425.8341 | 140.2035 | 797.46 | 628.9065 |  | 1114.9249 | 1089.8695 | 2902.1656 | 1215.2143 | 7.2503

## Shipping
Shipping Carrier Transportation
Single trip distance | 5000 | nm | Small Ammonia | Ammonia | Formic acid | MeOH | DBT | NaBH4 | DME | OME | Max LNG | LNG | Max LH2 | LH2 | VLCC
| Modelled on |  | Yara Nauma | Bu Sidra | Odfjell (unnamed) | Eg Cajun Sun, Manchac Sun | Like MeOH | Eg Maersk Mc Kinney Moller | Like NH3 | Like MeOH | Eg Mozah | eg Al Yassasiya | Does not exist yet | Does not exist yet | Layla
| Ship type |  | LPG tanker | LPG Tanker | Chemical tanker | Chemical tanker | Chemical tanker | Container ship | LPG Tanker | Chemical tanker | LNG tanker | LNG tanker | LNG tanker with LH2 tanks | LNG tanker with LH2 tanks | VLCC
| Ship size |  | Handysize | VLGC | Handysize | MDR2 | MDR2 | ULCV | VLGC | MDR2 | Qmax | Large | Qmax LNG with LH2 Tanks | Large LNG with LH2 tanks | VLCC
| IMO/IMDG Class |  | II | II | II | II | III |  | II | II | II | II | II | II |  | IMO/IMDG classifies bulk chemicals on their potential hazard and the extent of required safety measures. There are 3 classes, 1 requiring max measures and 3 requiring the lowest degree of measures
| Hull |  | Double | Double | ? | Double | Double |  | Double | Double | Double | Single | Double | Single | Double
| Noteworthy |  | Semirefrigerated |  | Stainless steel tanks | Dual fuel, zinc coated tanks largest MeOH size | Could technically be transported in VLCC |  | Could technically be transported in VLCC | Could technically be transported in VLCC
Total demand out |  | [t/y] |  | 76626754.4776 | 310425396.8254 | 108044444.4444 | 219354838.7097 | 63920000 | 103547089.9471 | 128282539.6825 | 40630929.305 | 40642847.7222 | 13619024.6348 | 13623940.113
| TEU | [6 empty] | 18270
| Density |  | 0.769 | 0.769 | 1.22 | 0.792 | 0.871 | 1.07 | 0.735 | 0.87 | 0.45 | 0.45 | 0.07099 | 0.07099 | 0.792
CAPEX | Investment | [M€] | 43 | 64 | 60 | 44 | 44 | 157.5 | 64 | 44 | 175.468 | 139.3908 | 219.335 | 174.2385 | 93 | LH2 ship investment assumed to be 1.25 times LNG ship investment
| Lifetime | [y] | 20 | 20 | 20 | 20 | 20 | 20 | 20 | 20 | 20 | 20 | 20 | 20 | 20 | Standard assumption
| WACC |  | 6.75% | 6.75% | 6.75% | 6.75% | 6.75% | 6.75% | 6.75% | 6.75% | 8% | 6.75% | 6.75% | 6.75% | 6.75% | Hamburg Financial Research Center (2015): Martitime Investment Appraisal and Budgeting
| Investment/day | [€/d] | 6005.5866 | 8938.5475 | 8379.8883 | 6145.2514 | 6145.2514 | 21997.2067 | 8938.5475 | 6145.2514 | 24506.7012 | 19467.9895 | 30633.3764 | 24334.9868 | 12988.8268
| Capital charge | [€/d] | 7946.6119 | 11827.5154 | 11088.2957 | 8131.4168 | 8131.4168 | 29106.7762 | 11827.5154 | 8131.4168 | 38432.4118 | 25760.1076 | 40534.1844 | 32200.1345 | 17186.8583
| CAPEX/d | [€/d] | 13952.1985 | 20766.0629 | 19468.184 | 14276.6682 | 14276.6682 | 51103.9829 | 20766.0629 | 14276.6682 | 62939.113 | 45228.0971 | 71167.5608 | 56535.1214 | 30175.6851
| Availability |  | 0.98015 | 0.98015 | 0.98015 | 0.98015 | 0.98015 | 0.98015 | 0.98015 | 0.98015 | 0.98015 | 0.98015 | 0.98015 | 0.98015 | 0.98015 | Hamburg Financial Research Center (2015): Martitime Investment Appraisal and Budgeting
TECH | DWT | [t] | 18208 | 50534 | 49000 | 50000 | 50000 | 194153 | 50534 | 50000 | 128900 | 84554 | 128900 | 84554 | 317821
| % of DWT for products |  | 0.9 | 0.9 | 0.9 | 0.9 | 0.9 | 0.9 | 0.9 | 0.9 | 0.9 | 0.9 | 0.9 | 0.9 | 0.9 | M. Fasihi et al. (2016): Techno-Economic Assessment of Power-to-Liquids (PtL) Fuels Production and Global Trading Based on Hybrid PV-Wind Power Plants. Energy Procedia 99, 243-268
| Ship weight | [t] | 8842 | 19128 | 11121 | 11121 | 11121 | 76125 | 19128 | 11121 | 48008 | 18989 | 48008 | 18989 | 44840
| Carry vol | [m3] | 20600 | 82200 | 54600 | 52560 | 52560 | 485251.2 | 82200 | 52560 | 266000 | 145700 | 266000 | 145700 | 336522
| Carry mass | [t] | 15841.4 | 45480.6 | 44100 | 41627.52 | 45000 | 174737.7 | 45480.6 | 45000 | 116010 | 65565 | 18883.34 | 10343.243 | 266525.424 | Assumption: 90% of DWT is load mass capacity
| Displacement | [t] | 26504.2 | 69662 | 60121 | 57748.52 | 61121 | 270278 | 69662 | 61121 | 176908 | 93009.4 | 79781.34 | 37787.643 | 362661
| GT |  | 18446 | 47058 | 30945 | 30945 | 30945 | 194849 | 47058 | 30945 | 163922 | 97496 | 163922 | 97496 | 160782
OPEX | Total OPEX | [€/d] | 6510.3448 | 7837.069 | 6931.8966 | 7837.069 | 6844.8276 | 8620.6897 | 7837.069 | 7837.069 | 8712.931 | 8712.931 | 10891.1638 | 10891.1638 | 8712.931 | Average age ship OPEX, obtained from Moore Stephens (2017): Ship operating costs: current and future trends
Losses | Boil off | [%/d] | 0% | 0.2% | 0% | 0% | 0% | 0% | 0% | 0% | 0.125% | 0.125% | 0.2% | 0.2% | 0%
| Losses |  | 0% | 3.401% | 0% | 0% | 0% | 0% | 0% | 0% | 1.78% | 2.263% | 2.834% | 3.598% | 0%
Speed (recorded) | Average | [knots] | 15.9 | 13.2 |  | 14.5 | 14.5 | 17.7 | 13.2 | 14.5 | 16.2 | 12.4 | 16.2 | 12.4 | 9.2
| Max (recorded) | [knots] | 17.1 | 15.2 |  | 15.1 | 15.1 | 19.8 | 15.2 | 15.1 | 17.4 | 14.9 | 17.4 | 14.9 | 12.1
Fuel | Fuel cost | [€/t] | 387.931 | 387.931 | 387.931 | 387.931 | 387.931 | 387.931 | 387.931 | 387.931 | 10 | 387.931 | 387.931 | 387.931 | 387.931 | Bunkerworld (2018): BW380 Aug. 2018 |  | (BW0.1%S) low sulphur is at 670 $/t however, according to Bunkerworld Aug 2018
To PoR | Speed | [knots] | 15.9 | 13.2 | 15 | 14.5 | 14.5 | 17.7 | 13.2 | 14.5 | 16.2 | 12.4 | 16.2 | 12.4 | 9.2
cargo | Fuel consumption | [t/d] | 29.7774 | 32.4492 | 43.1628 | 37.9563 | 39.42 | 193.1727 | 32.4492 | 39.42 | 111.6509 | 32.6163 | 71.6286 | 19.5182 | 33.0002 | Barras (2004): Ship Design and Performance for Masters and Mates
| Duration outgoing journey | [d] | 13.1027 | 15.7828 | 13.8889 | 14.3678 | 14.3678 | 11.7702 | 15.7828 | 14.3678 | 12.8601 | 16.8011 | 12.8601 | 16.8011 | 22.6449 |  | Constant is 110,000 for steam engine, 120,000 for diesel engine
| Fuel cost | [€] | 151357.0855 | 198675.2933 | 232558.3958 | 211557.5933 | 219715.9978 | 882034.7689 | 198675.2933 | 219715.9978 | 14358.3938 | 212582.0741 | 357342.6459 | 127212.7111 | 289895.5835
Fuel | Fuel cost | [€/t] | 387.931 | 387.931 | 387.931 | 387.931 | 387.931 | 387.931 | 387.931 | 387.931 | 387.931 | 387.931 | 387.931 | 387.931 | 387.931 | Bunkerworld (2018): BW380 Aug. 2018
From PoR | Speed | [knots] | 15.9 | 13.2 | 15 | 14.5 | 14.5 | 17.7 | 13.2 | 14.5 | 16.2 | 12.4 | 16.2 | 12.4 | 9.2
ballast | Fuel consumption | [t/d] | 17.5676 | 17.7673 | 40.7845 | 35.7325 | 37.2397 | 183.8072 | 30.8603 | 37.2397 | 106.1593 | 30.6083 | 53.6974 | 13.2174 | 29.81 | Same formula as before; assumption: 20% ballast mass of max cargo mass
| Duration return journey | [d] | 13.1027 | 15.7828 | 13.8889 | 14.3678 | 14.3678 | 11.7702 | 15.7828 | 14.3678 | 12.8601 | 16.8011 | 12.8601 | 16.8011 | 22.6449 | LOHC and NaBH4 and carbon carriers at full mass
| Fuel cost | [€] | 89295.2542 | 108782.7859 | 219744.1914 | 199162.8037 | 207563.8159 | 839271.8087 | 188947.0535 | 207563.8159 | 529610.2862 | 199494.7709 | 267886.8704 | 86146.4175 | 261871.3288
Channel fees | Panama | [€] | 111379.3103 | 327586.2069 | 173620.6897 | 173620.6897 | 173620.6897 | 2706245.3448 | 173620.6897 | 173620.6897 | Too large | 543793.1034 | Too large | 543793.1034 | Too large | Calculated using the Wilhelmsen Panama Toll Calculator. Assuming ballast journey costs 90% of laden journey
| Suez (excluding discounts) | [€] | 158879.3103 | 303017.2414 | 337413.7931 | 337413.7931 | 337413.7931 | 768844.8276 | 337413.7931 | 337413.7931 | 730517.2414 | 530689.6552 | 730517.2414 | 530689.6552 | 872198.2759 | Calculated using the Wilhelmsen Suez Toll Calculator. Assuming ballast journey costs 90% of laden journey, and Suez Channel Net Tonnage equal to half a vessel's DWT (as in Leth Agencies 2018)
Currently the model does not check whether a specific ship can pass through the Panama channel (all of them can pass through the Suez channel) nor whether it can dock at a certain port
Port 1 | Port duration | [d] | 3 | 3 | 3 | 3 | 3 | 3 | 3 | 3 | 3 | 3 | 3 | 3 | 3
PoR | Port fuel usage | [t/d] | 2.9777 | 3.2449 | 4.3163 | 3.7956 | 3.942 | 19.3173 | 3.2449 | 3.942 | 11.1651 | 3.2616 | 7.1629 | 1.9518 | 3.3 | Assumed to be 10% of fuel consumption when travelling
Unloading | Port fuel cost | [€] | 3465.4718 | 3776.42 | 5023.2613 | 4417.3225 | 4587.67 | 22481.3022 | 3776.42 | 4587.67 | 334.9526 | 3795.8655 | 8336.0892 | 2271.5102 | 3840.5367
| PoR cost | [€] | 13398.9482 | 36680.5098 | 29773.4532 | 29773.4532 | 29773.4532 | 131746.6161 | 36680.5098 | 29773.4532 | 110472.686 | 63954.398 | 60938.0894 | 35791.3019 | 159957.1883 | Port of Rotterdam (2018): General Terms and conditions including port tariffs
Port 2 | Port2 duration | [d] | 3 | 3 | 3 | 3 | 3 | 3 | 3 | 3 | 3 | 3 | 3 | 3 | 3
Origin | Port 2 fuel usage | [t/d] | 1.7568 | 1.7767 | 4.0785 | 3.5732 | 3.724 | 18.3807 | 3.086 | 3.724 | 10.6159 | 3.0608 | 5.3697 | 1.3217 | 2.981 | Assumed to be 10% of fuel consumption when travelling
Loading | Port 2 fuel cost | [€] | 2044.5041 | 2067.7432 | 4746.4745 | 4158.5193 | 4333.9325 | 21391.3599 | 3591.5056 | 4333.9325 | 12354.7488 | 3562.1786 | 6249.2649 | 1538.2304 | 3469.2714
| Port2 cost | [€] | 13398.9482 | 36680.5098 | 29773.4532 | 29773.4532 | 29773.4532 | 131746.6161 | 36680.5098 | 29773.4532 | 110472.686 | 63954.398 | 60938.0894 | 35791.3019 | 159957.1883 | Assumed to be the same as PoR cost
Sums | Total duration | [d] | 32.2055 | 37.5657 | 33.7778 | 34.7356 | 34.7356 | 29.5405 | 37.5657 | 34.7356 | 31.7202 | 39.6022 | 31.7202 | 39.6022 | 51.2899
| CAPEX journey | [€] | 449336.8415 | 780090.7866 | 657591.9914 | 495909.0966 | 495909.0966 | 1509636.6771 | 780090.7866 | 495909.0966 | 1996439.0246 | 1791129.9097 | 2257446.7437 | 2238912.3871 | 1547706.5171
| OPEX journey | [€] | 209668.5896 | 294404.6412 | 234144.0613 | 272225.545 | 237759.4134 | 254659.3935 | 294404.6412 | 272225.545 | 276375.6066 | 345050.8065 | 345469.5083 | 431313.5081 | 446884.97
| Total port cost | [€] | 26797.8964 | 73361.0196 | 59546.9065 | 59546.9065 | 59546.9065 | 263493.2322 | 73361.0196 | 59546.9065 | 220945.372 | 127908.796 | 121876.1788 | 71582.6039 | 319914.3767
| Total fuel cost | [€] | 246162.3157 | 313302.2424 | 462072.3231 | 419296.239 | 436201.4162 | 1765179.2396 | 394990.2724 | 436201.4162 | 556658.3814 | 419434.8891 | 639814.8704 | 217168.8692 | 559076.7203
| Total yearly transported | [t] | 176095.0731 | 418688.9727 | 467401.9737 | 429030.6876 | 463788.8815 | 2117639.1237 | 433429.262 | 463788.8815 | 1286004.5764 | 579288.6738 | 207081.3122 | 90138.2153 | 1860330.8911
Total cost | Total journey cost | [€] | 931965.6432 | 1461158.6898 | 1413355.2823 | 1246977.7871 | 1229416.8327 | 3792968.5424 | 1542846.7198 | 1263882.9643 | 3050418.3846 | 2683524.4012 | 3364607.3012 | 2958977.3682 | 2873582.5841
| Cost per m3 | [€/m3] | 45.2411 | 17.7757 | 25.8856 | 23.7248 | 23.3907 | 7.8165 | 18.7694 | 24.0465 | 11.4677 | 18.4181 | 12.6489 | 20.3087 | 8.5391
| Cost per t | [€/t] | 58.831 | 32.1271 | 32.0489 | 29.9556 | 27.3204 | 21.7066 | 33.9232 | 28.0863 | 26.771 | 41.8769 | 183.3754 | 296.7542 | 10.7816
| Total ship in | [t] | 15841.4 | 45480.6 | 44100 | 41627.52 | 45000 | 174737.7 | 45480.6 | 45000 | 116010 | 65565 | 18883.34 | 10343.243 | 266525.424
| Total ship out | [t] | 15841.4 | 43933.8719 | 44100 | 41627.52 | 45000 | 174737.7 | 45480.6 | 45000 | 113944.9074 | 64081.2214 | 18348.1936 | 9971.1374 | 266525.424
| Total demand in | [t/y] |  | 79324462.3242 | 310425396.8254 | 108044444.4444 | 219354838.7097 | 63920000 | 103547089.9471 | 128282539.6825 | 41367308.2535 | 41583918.8508 | 14016239.3164 | 14132362.0625 | 0
[5 empty] | ship back co2 in same ship | ship back co2 in same ship |  |  | ship back co2 in same ship | ship back co2 in same ship | ship back co2 in same ship

## Storage
Hydrogen Storage
|  | Abroad and in Rotterdam | [12 empty] | GH2 | Spent Fuel |  |  | Short term | duration | 8 | hours
|  |  |  | Ammonia | Formic acid | MeOH | DBT | NaBH4 | DME | OME | Max LNG | LNG | Max LH2 | LH2 | H2 | CO2 | DBT spent | NaBH4 spent | H2 | N2 |  | CO2
| Storage multiplier | 1.1 |  | NH3 | HCOOH | CH3OH | C21H20 | NaBH4 | DME |  | CH4 | CH4 | H2 | H2 | Salt cavern in NL | CO2 |  |  | low pressure |  |  |  | 8h storage for GH2, N2, CO2
| Pressure |  | [bar] | [9 empty] | 1 | 1 |  | 7 |  |  | <200
| Temperature |  | [dC] | [9 empty] | -253 | -253 |  | -50
| m% H2 |  |  | 0.17763 | 0.043811 | 0.12587 | 0.062 | 0.21277 | 0.13134 | 0.10602 | 0.33511 | 0.33511 | 1 | 1 | 1
| Density |  | [t/m3] | 0.769 | 1.22 | 0.792 | 0.871 | 1.07 | 0.735 | 0.87 | 0.45 | 0.45 | 0.07099 | 0.07099 | 0.00899 | 1.156 |  |  | 0.00899
| Product demand out |  | [t] | 76562962.963 | 310425396.8254 | 108044444.4444 | 219354838.7097 | 63920000 | 103547089.9471 | 128282539.6825 | 40584126.9841 | 40584126.9841 | 13600000 | 13600000 | 13600000 | 6000000
| Carry mass |  | [t] | 45480.6 | 44100 | 41627.52 | 45000 | 174737.7 | 45480.6 | 45000 | 116010 | 65565 | 18883.34 | 10343.243 |  | depends | 45000 | 174737.7
Not necerssary | Total yearly transported |  | [t/ship] | 418688.9727 | 467401.9737 | 429030.6876 | 463788.8815 | 2117639.1237 | 433429.262 | 463788.8815 | 1286004.5764 | 579288.6738 | 207081.3122 | 90138.2153 |  | on
| Ships needed |  |  | 182.8636 | 664.1508 | 251.8338 | 472.9627 | 30.1846 | 238.9019 | 276.5968 | 31.5583 | 70.0586 | 65.6747 | 150.8794 |  | ship
| Min production storage needed |  | [t] | 6288539.0524 | 25496952.5113 | 8874287.018 | 18016824.5347 | 5250102.6694 | 8504894.4515 | 10536553.5674 | 3333398.5203 | 3333398.5203 | 1117043.1211 | 1117043.1211 | 1117043.1211 | 492813.1417 | 18016824.5347 | 5250102.6694 |  |  |  |  | Long term equal to 30 days of production capacity, E.R. Morgan (2013): Techno-Economic Feasibility Study of Ammonia Plants Powered by Offshore Wind
| Storage built including buffer |  | [t] | 6917392.9576 | 28046647.7625 | 9761715.7198 | 19818506.9881 | 5775112.9363 | 9355383.8967 | 11590208.9241 | 3666738.3723 | 3666738.3723 | 1228747.4333 | 1228747.4333 | 1228747.4333 | 542094.4559 | 19818506.9881 | 5775112.9363
| Volume |  | [m3] | 8995309.4378 | 22989055.543 | 12325398.6361 | 22753739.3664 | 5397301.8097 | 12728413.4648 | 13322079.2231 | 8148307.494 | 8148307.494 | 17308739.7276 | 17308739.7276 | 136679358.5389 | 468939.8407 | 22753739.3664 | 5397301.8097
| Tank vol |  | [m3] | 50000 | 50000 | 50000 | 50000 | 50000 | 50000 | 50000 | 50000 | 50000 | 50000 | 50000 | 500000 | 20761.2457 | 50000 | 50000 | 1000 | 2000
| Tank storage mass |  | [t] | 38450 | 61000 | 39600 | 43550 | 53500 | 36750 | 43500 | 22500 | 22500 | 3549.5 | 3549.5 | 4495 | 24000 | 43550 | 53500 | 8.99
| Tank lifetime |  | [y] | 30 | 30 | 30 | 30 | 30 | 30 | 30 | 30 | 30 | 30 | 30 | 30 | 30 | 30 | 30 | 20 | 20 |  | 20
| Investment single tank |  | [M€] | 50 | 30 | 15 | 12.5 | 6.25 | 30 | 15 | 75 | 75 | 500 | 500 | 34.6073 | 12.4567 | 12.5 | 6.25 | 2.0667
| Investment total storage |  | [M€] | 8995.3094 | 13793.4333 | 3697.6196 | 5688.4348 | 674.6627 | 7637.0481 | 3996.6238 | 12222.4612 | 12222.4612 | 173087.3973 | 173087.3973 | 389.7357 | 281.3639 | 5688.4348 | 674.6627
| Assumption: origin storage same capacity as destination storage | [6 empty] | tank estimates | [8 empty] | assumed: same as DBT | assumed: same as NaBH4
Destination | Has NL country parameters
| Investment |  | [€/t] | 3.9163 | 1.4811 | 1.1408 | 0.86442 | 0.35183 | 2.4585 | 1.0385 | 10.0388 | 10.0388 | 424.2338 | 424.2338 | 0.95523 | 1.5631 | Storage costs assumed to be the same as original mol
| WACC |  |  | 7.184% | 7.184% | 7.184% | 7.184% | 7.184% | 7.184% | 7.184% | 7.184% | 7.184% | 7.184% | 7.184% | 7.184% | 7.184%
| Capital charge |  | [M€/y] | 646.2226 | 990.9196 | 265.6368 | 408.6569 | 48.4677 | 548.6452 | 287.1173 | 878.061 | 878.061 | 12434.5902 | 12434.5902 | 27.9986 | 20.2132
| Depreciation |  | [M€/y] | 299.8436 | 459.7811 | 123.254 | 189.6145 | 22.4888 | 254.5683 | 133.2208 | 407.4154 | 407.4154 | 5769.5799 | 5769.5799 | 12.9912 | 9.3788
| Yearly CAPEX |  | [M€/y] | 946.0662 | 1450.7007 | 388.8908 | 598.2714 | 70.9565 | 803.2134 | 420.338 | 1285.4764 | 1285.4764 | 18204.1701 | 18204.1701 | 40.9898 | 29.592
| Energy req |  | [kWh/kg] | 0.01 | 0.0015 | 0.0015 | 0.001 | 0.05 | 0.01 | 0.0015 | 0.02 | 0.02 | 0.1 | 0.1 | 0.1 | 0.1 | [6 empty] | 0.10 kWh/kg for pumps, | source: M. Reuss et al. (2017): Seasonal storage and alternative carriers: a flexible hydrogen supply chain model. Applied Energy 200, 290-302
| Energy demand |  | [GWh] | 765.6296 | 465.6381 | 162.0667 | 219.3548 | 3196 | 1035.4709 | 192.4238 | 811.6825 | 811.6825 | 1360 | 1360 | 1360 | 600 | [6 empty] | everything (long-term storage) passes through storage
| Electricity price |  | [€/kwh] | 0.047226 | 0.047226 | 0.047226 | 0.047226 | 0.047226 | 0.047226 | 0.047226 | 0.047226 | 0.047226 | 0.047226 | 0.047226 | 0.047226 | 0.047226
| Energy cost |  | [M€/y] | 36.1576 | 21.9902 | 7.6538 | 10.3593 | 150.9343 | 48.9012 | 9.0874 | 38.3325 | 38.3325 | 64.2274 | 64.2274 | 64.2274 | 28.3356
| O&M |  | [% of invest] | 2.5% | 2.5% | 2.5% | 2.5% | 1.5% | 2.5% | 2.5% | 2.5% | 2.5% | 2.5% | 2.5% | 1.5% | 2.5%
|  |  | [M€/y] | 224.8827 | 344.8358 | 92.4405 | 142.2109 | 10.1199 | 190.9262 | 99.9156 | 305.5615 | 305.5615 | 4327.1849 | 4327.1849 | 5.846 | 7.0341
|  |  | [€/t] | 2.9372 | 1.1108 | 0.85558 | 0.64831 | 0.15832 | 1.8439 | 0.77887 | 7.5291 | 7.5291 | 318.1754 | 318.1754 | 0.42986 | 1.1723
| Total cost |  | [M€/y] | 1207.1066 | 1817.5268 | 488.9851 | 750.8415 | 232.0108 | 1043.0408 | 529.3411 | 1629.3705 | 1629.3705 | 22595.5824 | 22595.5824 | 111.0632 | 64.9617
|  |  | [Mt/y] | 76.563 | 310.4254 | 108.0444 | 219.3548 | 63.92 | 103.5471 | 128.2825 | 40.5841 | 40.5841 | 13.6 | 13.6 | 13.6 | 6
|  |  | [€/t] | 15.7662 | 5.855 | 4.5258 | 3.423 | 3.6297 | 10.0731 | 4.1264 | 40.148 | 40.148 | 1661.4399 | 1661.4399 | 8.1664 | 10.8269
| (Boil-off) Losses |  | [%/d] | 0.03% | 0% | 0% | 0% | 0% | 0% | 0% | 0.05% | 0.05% | 0.06% | 0.06% | 0% | 0%
| Average quantity stored |  | [t] | 582172.1622 | 2050233.5333 | 733825.2674 | 1489832.4851 | 369206.6113 | 760578.2384 | 871280.0502 | 256275.5421 | 321537.2377 | 86811.0187 | 109240.7621 | 0
| Loss over year |  | [t] | 63791.5147 | 0 | 0 | 0 |  |  |  | 46802.3209 | 58720.738 | 19024.6348 | 23940.113 | 68000
| Total demand in | from ship | [t/y] | 76626754.4776 | 310425396.8254 | 108044444.4444 | 219354838.7097 | 63920000 | 103547089.9471 | 128282539.6825 | 40630929.305 | 40642847.7222 | 13619024.6348 | 13623940.113 | 13668000 | 6000000
| Sources (mostly investment) |  |  | E.R. Morgan (2013): Techno-Economic Feasibility Study of Ammonia Plants Powered by Offshore Wind | 1.5x MeOH | Euro chlor (2018): The Energy Situation in Europe | Same as MeOH | Estimates | Like DBT | Like DBT | Tractebel (2015): Mini / Micro LNG for commercialization of small volumes of associated gas | Tractebel (2015): Mini / Micro LNG for commercialization of small volumes of associated gas | E.R. Morgan (2013): Techno-Economic Feasibility Study of Ammonia Plants Powered by Offshore Wind |  | M. Reuss et al. (2017): Seasonal storage and alternative carriers: a flexible hydrogen supply chain model. Applied Energy 200, 290-302 | T. Suzuki et al. (2013): Conceptual Design of CO2 Transportation System for CCS. Energy Procedia 37, 2989,2996 |  |  | IEA (2015): Technology Roadmap: Hydrogen and Fuel Cells. Technical Annex
[13 empty] | IEA (2015): Hydrogen and Fuel Cells Roadmap. Technical Annex | [5 empty] | similarly A. Maroufmashat (2017): Transition of Future Energy System Infrastructure through Power-to-Gas Pathways. Energies 10,
Note that YARA reports hydrogen storage investment costs which are several factors higher
| Total demand out | to ship |  | 79324462.3242 | 310425396.8254 | 108044444.4444 | 219354838.7097 | 63920000 | 103547089.9471 | 128282539.6825 | 41367308.2535 | 41583918.8508 | 14016239.3164 | 14132362.0625 |  | 6000000 |  |  | 0
Origin | Investment total storage |  | [M€] | 8995.3094 | 13793.4333 | 3697.6196 | 5688.4348 | 674.6627 | 7637.0481 | 3996.6238 | 12222.4612 | 12222.4612 | 173087.3973 | 173087.3973 |  | 281.3639 | Storage costs assumed to be the same as original mol |  | 0
| Investment |  | [€/t] | 3.78 | 1.4811 | 1.1408 | 0.86442 | 0.35183 | 2.4585 | 1.0385 | 9.8487 | 9.7974 | 411.6354 | 408.253 |  | 1.5631
[19 empty] | 229885.0575 | 113.3989 |  | 46.894
| WACC |  |  | 8% | 8% | 8% | 8% | 8% | 8% | 8% | 8% | 8% | 8% | 8% |  | 8% |  |  | 8%
| Capital charge |  | [M€/y] | 719.6248 | 1103.4747 | 295.8096 | 455.0748 | 53.973 | 610.9638 | 319.7299 | 977.7969 | 977.7969 | 13846.9918 | 13846.9918 |  | 22.5091
| Depreciation |  | [M€/y] | 299.8436 | 459.7811 | 123.254 | 189.6145 | 22.4888 | 254.5683 | 133.2208 | 407.4154 | 407.4154 | 5769.5799 | 5769.5799 |  | 9.3788
| Yearly CAPEX |  | [M€/y] | 1019.4684 | 1563.2558 | 419.0636 | 644.6893 | 76.4618 | 865.5321 | 452.9507 | 1385.2123 | 1385.2123 | 19616.5717 | 19616.5717 |  | 31.8879
| Energy req |  | [kWh/kg] | 0.01 | 0.0015 | 0.0015 | 0.001 | 0.05 | 0.01 | 0.0015 | 0.02 | 0.02 | 0.1 | 0.1 |  | 0.1 |  |  | 0.1 | 0.1 |  | 0.1 | 0.10 kWh/kg for pumps, | source: M. Reuss et al. (2017): Seasonal storage and alternative carriers: a flexible hydrogen supply chain model. Applied Energy 200, 290-302
| Energy demand |  |  | 793.2446 | 465.6381 | 162.0667 | 219.3548 | 3196 | 1035.4709 | 192.4238 | 827.3462 | 831.6784 | 1401.6239 | 1413.2362 |  | 600 |  |  | 0 |  |  |  | everything passes through storage
| Electricity price |  |  | 0.03 | 0.03 | 0.03 | 0.03 | 0.03 | 0.03 | 0.03 | 0.03 | 0.03 | 0.03 | 0.03 |  | 0.03 |  |  | 0.03
| Energy cost |  | [M€/y] | 23.7973 | 13.9691 | 4.862 | 6.5806 | 95.88 | 31.0641 | 5.7727 | 24.8204 | 24.9504 | 42.0487 | 42.3971 |  | 18 |  |  | 0
| O&M |  | [% of invest] | 2.5% | 2.5% | 2.5% | 2.5% | 1.5% | 2.5% | 2.5% | 2.5% | 2.5% | 2.5% | 2.5% |  | 2.5% |  |  | 1.5% | 1.5% |  | 1.5%
|  |  | [M€/y] | 224.8827 | 344.8358 | 92.4405 | 142.2109 | 10.1199 | 190.9262 | 99.9156 | 305.5615 | 305.5615 | 4327.1849 | 4327.1849 |  | 7.0341
|  |  | [€/t] | 2.835 | 1.1108 | 0.85558 | 0.64831 | 0.15832 | 1.8439 | 0.77887 | 7.3865 | 7.3481 | 308.7265 | 306.1898 |  | 1.1723
| Total cost |  | [M€/y] | 1268.1485 | 1922.0608 | 516.366 | 793.4808 | 182.4617 | 1087.5224 | 558.639 | 1715.5942 | 1715.7242 | 23985.8053 | 23986.1537 |  | 56.922
|  |  | [Mt/y] | 79.3245 | 310.4254 | 108.0444 | 219.3548 | 63.92 | 103.5471 | 128.2825 | 41.3673 | 41.5839 | 14.0162 | 14.1324 |  | 6
|  |  | [€/t] | 15.9869 | 6.1917 | 4.7792 | 3.6173 | 2.8545 | 10.5027 | 4.3548 | 41.4722 | 41.2593 | 1711.2868 | 1697.2502 |  | 9.487
| (Boil-off) Losses |  | [%/d] | 0.03% |  | 0% | 0% | 0% | 0.03% | 0% | 0.05% | 0.05% | 0.06% | 0.06% |  | 0% |  |  | 0%
| Average quantity stored |  | [t] | 582172.1622 | 2050233.5333 | 733825.2674 | 1489832.4851 | 369206.6113 | 760578.2384 | 871280.0502 | 256275.5421 | 321537.2377 | 86811.0187 | 109240.7621 |  |  |  |  | 0
| Loss over year |  |  | 63791.5147 | 0 | 0 | 0 | 0 | 83340.3605 | 0 | 46802.3209 | 58720.738 | 19024.6348 | 23940.113 |  | 0
| Total demand in (from production) |  | [t/y] | 79388253.8389 | 310425396.8254 | 108044444.4444 | 219354838.7097 | 63920000 | 103630430.3076 | 128282539.6825 | 41414110.5744 | 41642639.5889 | 14035263.9511 | 14156302.1756 |  | 6000000

## H2_retrieval
H2 retrieval
|  | Ammonia | Formic acid | MeOH | DBT | NaBH4 | DME | OME | LNG | LH2
Has NL country parameters |  | Thermal cracking | Dehydr(ogen)ation | MeOH ATR | Dehydrogenation | Hydrolysis | DME ATR | OME ATR | ATR | Evaporation
|  |  | incl CO2 capture | incl CO2 capture |  |  | incl CO2 capture | incl CO2 capture | incl CO2 capture
Demand out | [t] | 13600000 | 13600000 | 13600000 | 13600000 | 13600000 | 13600000 | 13600000 | 13600000 | 13600000
Pressure | [bar] |  | 1-250 |  | 1
Temperature | [dC]] | 600 | 40-250 | 400 | 300 |  | 400 | 400
Capacity (prod) | [t/d] | 852.6316 | 300 | 3000 | 1000 | 1000 | 3000 | 3000 | 3000 | 3000
Capacity (el) | [GW]
Lifetime | [y] | 20 | 20 | 25 | 20 | 20 | 25 | 25 | 25 | 10
FLH |  | 8000 | 8000 | 8000 | 8000 | 8000 | 8000 | 8000 | 8000 | 8000
Investment | [M€] | 246 | 26.597 | 3153.6 | 61.7801 | 14.7891 | 3153.6 | 3153.6 | 3153.6 | 18
Investment | [€/t] | 43.2778 | 13.2985 | 126.144 | 9.267 | 2.2184 | 126.144 | 126.144 | 126.144 | 1.8
WACC |  | 7.184% | 7.184% | 7.184% | 7.184% | 7.184% | 7.184% | 7.184% | 7.184% | 7.184%
Capital charge | [M€/y] | 17.6726 | 1.9107 | 226.5545 | 4.4383 | 1.0624 | 226.5545 | 226.5545 | 226.5545 | 1.2931
Yearly CAPEX | [M€/y] | 29.9726 | 3.2406 | 352.6985 | 7.5273 | 1.8019 | 352.6985 | 352.6985 | 352.6985 | 3.0931
Energy | [kWh/kg] | 5.8824 | 1.044 | 15.3056 | 9.37 | 0 | 15.3056 | 15.3056 | 15.3056 | 0.6
Energy demand | [GWh] | 1671.8266 | 104.3968 | 15305.5923 | 3123.3333 | 0 | 15305.5923 | 15305.5923 | 15305.5923 | 600
Electricity price | [€/kWh] | 0.047226 | 0.047226 | 0.047226 | 0.047226 | 0.047226 | 0.047226 | 0.047226 | 0.047226 | 0.047226
| [M€/y] | 78.9537 | 4.9302 | 722.8221 | 147.5026 | 0 | 722.8221 | 722.8221 | 722.8221 | 28.3356
O&M | [% of invest] | 3% | 3% | 3% | 3% | 3% | 3% | 3% | 3% | 3%
| [M€/y] | 7.38 | 0.79791 | 94.608 | 1.8534 | 0.44367 | 94.608 | 94.608 | 94.608 | 0.54
| [€/t] | 25.9667 | 7.9791 | 94.608 | 5.5602 | 1.331 | 94.608 | 94.608 | 94.608 | 0.54
Losses | % |  | 0% | 0% | 0% | 2% | 0% | 0% | 0% | 0% | Losses are taken into account in the running cost and in the carrier production sheet
Total yearly cost | [M€/y] | 116.3063 | 8.9687 | 1170.1285 | 156.8833 | 2.2456 | 1170.1285 | 1170.1285 | 1170.1285 | 31.9687
Total output | [Mt/y] | 0.28421 | 0.1 | 1 | 0.33333 | 0.33333 | 1 | 1 | 1 | 1
Running cost | [€/t] | 409.226 | 89.6874 | 1170.1285 | 470.6498 | 6.8742 | 1170.1285 | 1170.1285 | 1170.1285 | 31.9687
Sideproducts |  | N2 released | CO2 captured & returned | CO2 captured & returned | Returned | Returned | CO2 captured & returned |  | CO2 captured & returned | None

## Country_details
Country Details
| Country Parameters |  |  | Distances to Rotterdam, bunker price and WACC | [8 empty] | Country Electricity Production |  |  |  |  | Formatting electricity production costs for each technology: dark green if < NL min cost, green if < weighted NL cost, light green if < NL max cost | [17 empty] | Country demand |  | use future population and energy demand/capita to determine country's own demand | [5 empty] | Import results |  | using the electricity mix selected on the input sheet and displayed in columns AU and AV | [25 empty] | 7095.5709 | [94 empty] | Local Production Results |  |  | local production costs using selected electricity costs from input menu
[13 empty] | Solar | [8 empty] | Onshore Wind | [6 empty] | Offshore wind | [6 empty] | Demand | [7 empty] | Electricity via HV DC |  | NL reference | 4.7226 | 3015.0423 | Hydrogen pipeline |  | NL reference | 3015.0423 | Inland transport to port |  |  |  |  | CO2 | N2 | Ammonia | [5 empty] | NL reference | 708.9881 | €/t | 3015.0423 | Formic Acid |  | low TRL | [5 empty] | NL reference | 482.5894 |  |  | 3015.0423 | Methanol | [7 empty] | NL reference | 766.2187 |  |  | 3015.0423 | Dibenzyltoluene (DBT) |  | DBT is a liquid organic hydrogen carrier (LOHC) | [5 empty] | NL reference |  | 3015.0423 | Sodiumborohydride |  | low TRL | [5 empty] | NL reference |  | 3015.0423 | Dimethylether (DME) | [7 empty] | NL reference | 1116.4632 |  |  | 3015.0423 | Oxymethylene ether (OME) | [7 empty] | NL reference | 1914.836 |  |  | 3015.0423 | Liquefied Natural Gas (LNG) | [7 empty] | NL reference | 2067.3434 |  |  | 3015.0423 | Liquid Hydrogen (LH2) | [6 empty] | NL reference |  | 3015.0423
| Center to center |  |  |  | port to port | Bunker price | 382.7586 | €/t |  | center to port | Ships NL WACC |  | FLH | rule of thumb: max flh det temp det lifetime and PR; but should have low lifetime and PR for high FLH, but also conversely! |  |  |  | Cost |  |  | Potential | FLH | only >2.6k FLH considered |  | Cost |  |  | Potential | FLH | only >3k FLH considered |  | Cost |  |  | Potential |  |  | Fut demand ref | 50 | MWh/capita |  |  |  | Hydrogen produced in NL |  | origin wacc | €ct/kWh | €/t | Hydrogen produced abroad |  | origin wacc | €/t | [5 empty] | Produced & used abroad |  | Ammonia produced abroad & transported by ship |  |  |  |  | H2 LHV eff (excl. shipping energy) | 0.53983 |  | H2 retrieval cost (€/t) | 409.226 | Formic acid produced abroad and transported by ship | [7 empty] | H2 LHV eff (excl. shipping energy) | 0.22751 |  | H2 retrieval cost (€/t) | 89.6874 | Methanol produced abroad and transported by ship | [7 empty] | H2 LHV eff (excl. shipping energy) | 0.33061 |  | H2 retrieval cost (€/t) | 1170.1285 | DBT produced abroad and transported by ship | [5 empty] | H2 LHV eff (excl. shipping energy) | 0.49777 |  | H2 retrieval cost (€/t) | 470.6498 | NaBH4 produced abroad and transported by ship | [5 empty] | H2 LHV eff (excl. shipping energy) | 0.45243 |  | H2 retrieval cost (€/t) | 6.8742 | DME produced abroad and transported by ship | [7 empty] | H2 LHV eff (excl. shipping energy) | 0.25133 |  | H2 retrieval cost (€/t) | 1170.1285 | OME produced abroad and transported by ship | [7 empty] | H2 LHV eff (excl. shipping energy) | 0.12569 |  | H2 retrieval cost (€/t) | 1170.1285 | LNG produced abroad and transported by ship | [7 empty] | H2 LHV eff (excl. shipping energy) | 0.34109 |  | H2 retrieval cost (€/t) | 1170.1285 | LH2 produced abroad & transported by ship |  |  |  |  | H2 LHV eff (excl. shipping energy) | 0.56587 |  | H2 retrieval cost (€/t) | 31.9687
Country | Distance to NL | Part distance over land | Part distance over water | Port | Nautical distance | Traverse | HFO Bunker price | Land area | Radius if surface circle | Inland distance to port | WACC from Ondraczek et al | WACC used | Performance ratio | System lifetime | Weighted FLH (GHI) | Max FLH (GHI) | Min FLH (GHI) | Weighted cost | Min cost | Max cost | Potential | Weighted FLH | Max FLH | Min FLH | Weighted cost | Min cost | Max cost | Potential | Weighted FLH | Max FLH | Min FLH | Weighted cost | Min cost | Max cost | Potential | Population in 2017 | Population in 2050 | Energy demand / capita in 2017 | Energy demand / capita in 2050 | Future energy demand | Potential capacity for export | Selected electricity cost | Selected FLH | Production | Losses | Transmission | Cost | Hydrogen cost | Cost | Storage | Transport | Total | Production | Losses | Trans-mission | HV DC cost | Total cost pipeline | Production | Production | Production | Storage | Shipping demand | Transport | Total cost | Electricity demand abroad | Electricity demand NL | Carrier cost | Electricity demand H2 retrieval | Hydrogen cost | Production (if H2) | Production (if carrier) | Storage (if H2) | Storage (if carrier) | Shipping demand | Transport | Total cost (if carrier) | Electricity demand abroad | Electricity demand NL storage | Carrier cost | Carrier capital cost | Electricity demand H2 retrieval | Hydrogen cost | Production (if H2) | Production (if carrier) | Storage (if H2) | Storage (if carrier) | Shipping demand | Transport | Total cost | Electricity demand abroad | Electricity demand NL storage | Carrier cost | Carrier capital cost | Electricity demand H2 retrieval | Hydrogen cost | Production | Storage (twice, spent fuel) | Shipping demand | Transport | Total cost | Electricity demand abroad | Electricity demand NL storage | Carrier cost | Carrier capital cost | Electricity demand H2 retrieval | Hydrogen cost | Production | Storage (twice, spent fuel) | Shipping demand | Transport | Total cost | Electricity demand abroad | Electricity demand NL storage | Carrier cost | Carrier capital cost | Electricity demand H2 retrieval | Hydrogen cost | Production (if H2) | Production (if carrier) | Storage (if H2) | Storage (if carrier | Shipping demand | Transport | Total cost | Electricity demand abroad | Electricity demand NL storage | Carrier cost | Carrier capital cost | Electricity demand H2 retrieval | Hydrogen cost | Production (if H2) | Production (if carrier) | Storage (if H2) | Storage (if carrier) | Shipping demand | Transport | Total cost | Electricity demand abroad | Electricity demand NL storage | Carrier cost | Carrier capital cost | Electricity demand H2 retrieval | Hydrogen cost | Production (if H2) | Production (if carrier) | Storage (if H2) | Storage (if carrier) | Shipping demand | Transport | Total cost | Electricity demand abroad | Electricity demand NL storage | Carrier cost | Carrier capital cost | Electricity demand H2 retrieval | Hydrogen cost | Production | Storage | Shipping demand | Transport | Total cost | Electricity demand abroad | Electricity demand NL storage | Carrier cost | Electricity demand H2 retrieval | Hydrogen cost | Electricity (weighted solar) cost | Electricity (onshore w.) cost | Electricity (offshore w.) cost | Min w. Electricity cost | Hydrogen cost | Ammonia cost | Formic Acid cost | Methanol cost | DME cost | OME cost | LNG cost
| km |  |  |  | nm |  | €/t | km2 | km | km |  |  |  | y | kWh/kWp | kWh/kWp | kWh/kWp | €ct/kwh | €ct/kwh | €ct/kwh | TWh | hrs | hrs | hrs | €ct/kwh | €ct/kwh | €ct/kwh | TWh | hrs | hrs | hrs | €ct/kwh | €ct/kwh | €ct/kwh | TWh | M | M | MWh/c | MWh/c | TWh | TWh | €ct/kWh | hrs | M€ |  | M€ | €ct/kWh | €/t | €/t | M€ | M€ | €/t |  |  | M€ | €ct/kWh | M€ | €/t | €/t | M€ | M€ | t | M€ | M€ | TWh | TWh | €/t | TWh | €/t | M€ | M€ | M€ | M€ | t | M€ | M€ | TWh | TWh | €/t | M€ | TWh | €/t | M€ | M€ | M€ |  | t | M€ | M€ | TWh | TWh | €/t | M€ | TWh | €/t | M€ | M€ | t | M€ | M€ | TWh | TWh | €/t | M€ | TWh | €/t | M€ | M€ | t | M€ | M€ | TWh | TWh | €/t | M€ | TWh | €/t | M€ | M€ | M€ | M€ | t | M€ | M€ | TWh | TWh | €/t | M€ | TWh | €/t | M€ | M€ | M€ | M€ | t | M€ | M€ | TWh | TWh | €/t | M€ | TWh | €/t | M€ | M€ | M€ | M€ | t | M€ | M€ | TWh | TWh | €/t | M€ | TWh | €/t | M€ | M€ | t | M€ | M€ | TWh | TWh | €/t | TWh | €/t | €ct/kWh | €ct/kWh | €ct/kWh | €ct/kWh | €/t | €/t | €/t | €/t | €/t | €/t | €/t
[65 empty] | excludes shipping |  |  | includes heat | [8 empty] | excludes shipping |  |  |  | incl CO2 storage | [8 empty] | excludes shipping |  |  |  | incl CO2 storage | [6 empty] | excludes shipping |  |  |  | incl heat | [6 empty] | excludes shipping | [12 empty] | excludes shipping | [12 empty] | excludes shipping | [12 empty] | excludes shipping | [10 empty] | excludes shipping
Afghanistan | 5274 | 1 | 0 |  |  |  | 382.7586 | 652860 | 455.8638 |  | 15.3% | 14.96% | 0.8 | 40 | 2055.5043 | 2463.75 | 1733.75 | 2.8367 | 2.3667 | 3.3632 | 4758.6187 | 3157.7152 | 3971 | 2847.5 | 5.1713 | 4.1122 | 5.7347 | 1193.9177 | [6 empty] | 0 | 35.5 | 61.9 | 1.0467 | 50 | 3095 | 2857.5365 | 4.2508 | 5213.2195 | 4781.7896 | 11.1% | 5628.51 | 10.4103 | 5671.8173 | 2918.0857 | 8.1664 | 13445.1625 | 3907.301 | No Port |  |  |  |  | 134.6903 | 39.4661 | 53000.562 | 3671.8073 | 76857210.7857 | No Port |  | 759.0017 | 0.76627 |  | 80 |  | 123152.5403 | 155990.4402 | 13067.3703 | 5535.9465 | 310425396.8254 | No Port |  | 1897.8881 | 0.46564 |  | No Port | 94.2043 |  | 64847.8029 | 84124.6639 | 5277.0455 | 2209.5002 | 108044444.4444 | No Port |  | 1119.979 | 0.16207 |  | No Port | 251.0508 |  | 43299.3361 | 4498.6288 | 219354838.7097 | No Port |  | 703.8834 | 0.21935 |  | No Port | 206.6193 |  | 68977.1411 | 1615.2588 | 63920000 | No Port |  | 980.0214 | 3.196 |  | No Port | 18.7836 |  | 91913.1318 | 118065.3554 | 6502.1379 | 3288.9527 | 103547089.9471 | No Port |  | 1550.2168 | 1.0355 |  | No Port | 252.4534 |  | 201807.7119 | 256706.32 | 5622.8453 | 1981.0584 | 128282539.6825 | No Port |  | 3352.0815 | 0.19242 |  | No Port | 254.5194 |  | 69892.0114 | 84146.1643 | 6791.549 | 5094.4886 | 40707231.5072 | No Port |  | 1091.7519 | 0.81262 |  | No Port | 236.5137 |  | 55963.8891 | 58429.6854 | 13659984.0902 | No Port |  | 791.6023 | 1.3619 |  | 8.16 |  | 2.8367 | 5.1713 |  | 2.8367 | 2918.0857 | 689.5978 | 502.5054 | 778.6117 | 1140.2093 | 2001.101 | 2067.106
Albania | 1661 | 1 | 0 | Vlore | 2641 |  | 382.7586 | 27400 | 93.39 | 112.068 | 13% | 13.34% | 0.9 | 40 | 1733.1992 | 1916.25 | 1551.25 | 2.7339 | 2.4728 | 3.0546 | 202.0864 | [6 empty] | 0 | 3339.2241 | 3504 | 3153.6 | 8.526 | 8.125 | 9.0278 | 93.1644 | 2.9 | 2.7 | 9.304 | 50 | 135 | 160.2508 | 2.7339 | 1733.1992 | 2864.6752 | 4.564% | 1920.981 | 4.7857 | 2782.438 | 3444.8218 | 8.1664 | 3964.6172 | 3736.9383 | 44.1989 | 1.617% | 544.0865 | 0.58829 | 351.1027 | 118.2158 | 35.2722 | 59566.354 | 3509.494 | 78150696.5626 | 2420.5784 | 65496.4264 | 771.7649 | 0.76627 | 855.4584 | 80 | 5225.1397 | 116450.4098 | 145043.2654 | 12065.1423 | 5241.3422 | 310425396.8254 | 9556.0155 | 159840.6231 | 1897.8881 | 0.46564 | 514.9083 | 154.2079 | 94.2043 | 10253.3473 | 75032.2909 | 91817.1798 | 5048.8638 | 2074.8233 | 108044444.4444 | 3368.5253 | 97260.5284 | 1119.979 | 0.16207 | 900.19 | 54.9861 | 251.0508 | 7310.1775 | 50207.9888 | 4260.5245 | 219354838.7097 | 6038.1732 | 60506.6866 | 703.8834 | 0.21935 | 275.8393 | 4004.8176 | 206.6193 | 5214.1427 | 52808.5343 | 1449.9333 | 63920000 | 1826.9109 | 56085.3785 | 980.0214 | 3.196 | 877.4308 | 380.9228 | 18.7836 | 4241.2866 | 105062.1543 | 127833.609 | 6079.6528 | 3102.5062 | 103547089.9471 | 3371.6884 | 134307.8036 | 1550.2168 | 1.0355 | 1297.0698 | 56.4622 | 252.4534 | 9594.3901 | 227623.4742 | 275425.1905 | 5216.0814 | 1866.7183 | 128282539.6825 | 3736.9055 | 281028.8143 | 3352.0815 | 0.19242 | 2190.702 | 65.2857 | 254.5194 | 18570.257 | 80261.6507 | 92778.9084 | 6447.7789 | 4843.2311 | 41054560.8935 | 1486.5012 | 99108.6407 | 1101.0564 | 0.81262 | 2442.0543 | 19.4914 | 236.5137 | 7656.5566 | 61732.4972 | 56066.0103 | 13847014.9721 | 2358.3922 | 120156.8997 | 802.4258 | 1.3619 | 8835.0662 | 8.16 | 8867.0349 | 2.7339 |  | 8.526 | 2.7339 | 3444.8218 | 762.1986 | 467.2403 | 849.8094 | 1234.5456 | 2147.0201 | 2259.8928
Algeria | 2697 | 0.9 | 0.1 | Algiers | 1773 |  | 382.7586 | 2381741 | 870.7076 | 1044.8491 | 10.5% | 11.57% | 0.75 | 40 | 2372.0484 | 2646.25 | 1733.75 | 2.1527 | 1.9296 | 2.9452 | 18364.9957 | [6 empty] | 0 | 3153.6 | 3153.6 | 3153.6 | 8.243 | 8.243 | 8.243 | 16.5879 | 41.3 | 57.4 | 14.491 | 50 | 2870 | 15511.5837 | 2.1527 | 2372.0484 | 2302.6081 | 6.51% | 3001.4586 | 5.3041 | 3048.7455 | 2462.7232 | 8.1664 | 5803.5571 | 2890.0558 | 73.2355 | 3.402% | 1229.0718 | 1.3023 | 2292.7387 | 106.1802 | 31.8685 | 44496.3761 | 3285.0465 | 77723191.2777 | 3668.9338 | 51450.3563 | 767.5466 | 0.76627 | 672.0006 | 80 | 4192.3404 | 90805.8389 | 116297.4385 | 11312.3957 | 4926.36 | 310425396.8254 | 8104.705 | 129328.5035 | 1897.8881 | 0.46564 | 416.617 | 118.2357 | 94.2043 | 8203.0091 | 54203.2171 | 69167.5731 | 4752.2846 | 1930.6092 | 108044444.4444 | 4189.7766 | 75287.9588 | 1119.979 | 0.16207 | 696.824 | 42.0341 | 251.0508 | 5816.2545 | 36628.0372 | 4006.4123 | 219354838.7097 | 5837.1285 | 46471.578 | 703.8834 | 0.21935 | 211.8557 | 3061.4847 | 206.6193 | 4112.7867 | 45661.9718 | 1338.4822 | 63920000 | 3185.5266 | 50185.9806 | 980.0214 | 3.196 | 785.1374 | 296.4765 | 18.7836 | 3792.6225 | 76419.7655 | 96721.3687 | 5742.0469 | 2910.9232 | 103547089.9471 | 4262.5648 | 103894.8566 | 1550.2168 | 1.0355 | 1003.3585 | 42.816 | 252.4534 | 7528.0104 | 166573.0421 | 209190.0591 | 4912.9611 | 1744.5031 | 128282539.6825 | 4411.3539 | 215345.916 | 3352.0815 | 0.19242 | 1678.6845 | 49.9077 | 254.5194 | 14107.4274 | 58997.412 | 70125.9322 | 6086.1429 | 4538.8272 | 40940080.7272 | 3019.4538 | 77684.2131 | 1097.9896 | 0.81262 | 1914.1526 | 15.0478 | 236.5137 | 6178.8092 | 46354.3359 | 52844.3544 | 13785263.9562 | 3659.1511 | 102857.8414 | 798.8523 | 1.3619 | 7563.0766 | 8.16 | 7595.0453 | 2.1527 |  | 8.243 | 2.1527 | 2462.7232 | 572.4981 | 374.6389 | 640.177 | 934.081 | 1630.6978 | 1712.8919
Angola | 7145 | 0.9 | 0.1 | Lobito | 5110 |  | 382.7586 | 1246700 | 629.9499 | 755.9399 | 15.4% | 15.03% | 0.8 | 40 | 2087.3661 | 2463.75 | 1551.25 | 2.8038 | 2.3755 | 3.7728 | 9299.4111 | [6 empty] | 0 | 3762.6036 | 4204.8 | 3504 | 8.1981 | 7.3359 | 8.8031 | 100.5368 | 29.8 | 76 | 7.6165 | 50 | 3800 | 5599.9479 | 2.8038 | 2087.3661 | 3278.4238 | 14.48% | 8999.1143 | 12.2775 | 6631.0177 | 3280.7013 | 8.1664 | 18187.4227 | 4618.6123 | 79.9788 | 2.852% | 1228.9825 | 1.309 | 2007.1326 | 127.0854 | 38.0118 | 59051.2559 | 3749.466 | 79379623.0864 | 5567.1336 | 68367.8556 | 783.8911 | 0.76627 | 892.9625 | 80 | 5436.2742 | 116086.6228 | 146964.955 | 12633.8665 | 5541.3294 | 310425396.8254 | 17739.5648 | 170245.8492 | 1897.8881 | 0.46564 | 548.4276 | 256.5296 | 94.2043 | 10877.6715 | 71708.4378 | 89834.9721 | 5279.85 | 2212.2749 | 108044444.4444 | 7167.4076 | 99214.6545 | 1119.979 | 0.16207 | 918.2763 | 91.8275 | 251.0508 | 7364.7993 | 48165.8627 | 4502.325 | 219354838.7097 | 11749.1379 | 64417.3256 | 703.8834 | 0.21935 | 293.6672 | 6688.0997 | 206.6193 | 5698.9899 | 54901.4044 | 1525.7213 | 63920000 | 4517.7546 | 60944.8804 | 980.0214 | 3.196 | 953.4556 | 621.1277 | 18.7836 | 4623.4114 | 100765.5557 | 125357.1724 | 6348.1496 | 3281.3617 | 103547089.9471 | 7155.4856 | 135794.0196 | 1550.2168 | 1.0355 | 1311.4228 | 95.2786 | 252.4534 | 9579.2807 | 219026.3798 | 270648.9703 | 5443.5177 | 1983.0997 | 128282539.6825 | 7804.469 | 280436.539 | 3352.0815 | 0.19242 | 2186.085 | 109.028 | 254.5194 | 18257.1428 | 78058.9099 | 91684.3683 | 6791.0904 | 5151.4087 | 41381949.6373 | 3935.2025 | 100770.9795 | 1109.8268 | 0.81262 | 2483.0146 | 32.131 | 236.5137 | 7700.8149 | 61287.7035 | 59487.2792 | 14024180.5064 | 5410.6197 | 126185.6025 | 812.6784 | 1.3619 | 9278.3531 | 8.16 | 9310.3218 | 2.8038 |  | 8.1981 | 2.8038 | 3280.7013 | 743.9095 | 473.4308 | 831.4631 | 1210.6296 | 2109.7881 | 2215.5643
Antarctica | 16385 | 0 | 1 |  |  |  | 382.7586 |  | 0 |  | 8% | 9.8% | 0.85 | 40 | 1652.5195 | 2281.25 | 638.75 | 2.4169 | 1.7508 | 6.2528 | 75987.5577 | [7 empty] | #N/A | #N/A | #N/A | #N/A | #N/A | #N/A | #N/A | 0 | 0 | 0 | 50 | 0 | 75987.5577 | 2.4169 | 1652.5195 | 3383.9087 | 28.58% | 36110.5886 | 39.4945 | 20223.0204 | 2996.9058 | 8.1664 | 31490.0788 | 5312.9533 | No Port |  |  |  |  | 98.7944 | 29.3793 | 50617.7957 | 3058.977 | 76857210.7857 | No Port |  | 759.0017 | 0.76627 |  | 80 |  | 101069.6918 | 124658.1688 | 10826.2387 | 4615.5273 | 310425396.8254 | No Port |  | 1897.8881 | 0.46564 |  | No Port | 94.2043 |  | 65403.5603 | 79250.7246 | 4548.7699 | 1788.1167 | 108044444.4444 | No Port |  | 1119.979 | 0.16207 |  | No Port | 251.0508 |  | 43712.0526 | 3756.0194 | 219354838.7097 | No Port |  | 703.8834 | 0.21935 |  | No Port | 206.6193 |  | 46773.6947 | 1281.0809 | 63920000 | No Port |  | 980.0214 | 3.196 |  | No Port | 18.7836 |  | 91501.0985 | 110287.0479 | 5500.7534 | 2728.1117 | 103547089.9471 | No Port |  | 1550.2168 | 1.0355 |  | No Port | 252.4534 |  | 198112.9804 | 237548.3451 | 4719.9308 | 1623.9251 | 128282539.6825 | No Port |  | 3352.0815 | 0.19242 |  | No Port | 254.5194 |  | 69150.7114 | 79389.9094 | 5759.9173 | 4235.523 | 40707231.5072 | No Port |  | 1091.7519 | 0.81262 |  | No Port | 236.5137 |  | 52448.831 | 49536.8426 | 13659984.0902 | No Port |  | 791.6023 | 1.3619 |  | 8.16 |  | 2.4169 |  | #N/A | #N/A | 2996.9058 | 658.5953 | 401.5721 | 733.5012 | 1065.0908 | 1851.759 | 1950.2655
Argentina | 12066 | 0.3 | 0.7 | Buenos Aires | 6341 |  | 382.7586 | 2736690 | 933.3357 | 1120.0028 | 13.9% | 13.97% | 0.75 | 40 | 1931.3115 | 2646.25 | 821.25 | 3.0523 | 2.2276 | 7.1779 | 17670.2262 | 3250.6455 | 3971 | 2847.5 | 4.7862 | 3.918 | 5.4639 | 6794.2031 | 3906.3199 | 4204.8 | 3153.6 | 7.5163 | 6.9828 | 9.3103 | 11761.148 | 44.3 | 55.2 | 22.0342 | 50 | 2760 | 33465.5772 | 4.14 | 5181.957 | 5393.9776 | 23.25% | 28435.7748 | 33.8298 | 17399.7115 | 2831.2412 | 8.1664 | 29180.8664 | 4977.4937 | 146.7405 | 3.544% | 1494.5064 | 1.6412 | 2795.5622 | 129.131 | 37.7922 | 53380.6264 | 3652.0687 | 79999544.8764 | 6884.245 | 63916.9401 | 790.0081 | 0.76627 | 834.8285 | 80 | 5109.001 | 119343.8221 | 150749.2509 | 12713.5251 | 5360.6101 | 310425396.8254 | 20415.8986 | 176525.7596 | 1897.8881 | 0.46564 | 568.6576 | 307.5455 | 94.2043 | 11323.5691 | 62945.3654 | 81381.3217 | 5169.8561 | 2129.1774 | 108044444.4444 | 8566.877 | 92077.3761 | 1119.979 | 0.16207 | 852.2176 | 110.196 | 251.0508 | 6816.6208 | 42003.9442 | 4357.2703 | 219354838.7097 | 13665.7212 | 60026.9357 | 703.8834 | 0.21935 | 273.6522 | 8025.937 | 206.6193 | 5474.5375 | 67072.0254 | 1566.5706 | 63920000 | 5551.1287 | 74189.7246 | 980.0214 | 3.196 | 1160.6653 | 740.8896 | 18.7836 | 5625.5807 | 89185.6385 | 114197.0369 | 6337.5345 | 3183.8935 | 103547089.9471 | 8626.3489 | 126007.2793 | 1550.2168 | 1.0355 | 1216.908 | 114.6318 | 252.4534 | 8836.6104 | 195769.0642 | 248272.8581 | 5481.0522 | 1913.0336 | 128282539.6825 | 9272.6742 | 259458.5659 | 3352.0815 | 0.19242 | 2022.5556 | 130.8371 | 254.5194 | 16659.3659 | 69147.7105 | 83060.6839 | 6673.4116 | 4999.6888 | 41546153.9487 | 4956.1042 | 93016.4768 | 1114.2256 | 0.81262 | 2291.9423 | 38.433 | 236.5137 | 7112.4564 | 55899.2084 | 57857.7177 | 14113357.143 | 6707.2458 | 120464.172 | 817.839 | 1.3619 | 8857.6597 | 8.16 | 8889.6284 | 3.0523 | 4.7862 | 7.5163 | 3.0523 | 2831.2412 | 667.2616 | 485.6215 | 753.2208 | 1102.8512 | 1935.3597 | 1999.2388
Armenia | 3293 | 1 | 0 |  |  |  | 382.7586 | 28470 | 95.196 |  | 15.2% | 14.89% | 0.9 | 40 | 1641.3598 | 1916.25 | 1368.75 | 3.146 | 2.6947 | 3.7725 | 200.527 | 3137.1812 | 3971 | 2847.5 | 5.1876 | 4.0983 | 5.7153 | 35.9678 | [6 empty] | 0 | 2.9 | 2.7 | 11.273 | 50 | 135 | 101.4948 | 4.4863 | 4778.541 | 4854.0125 | 7.575% | 3683.2649 | 8.5373 | 4709.6458 | 3103.2212 | 8.1664 | 8423.8264 | 3723.2207 | No Port |  |  |  |  | 135.6321 | 39.6099 | 55629.7526 | 3665.4356 | 76857210.7857 | No Port |  | 759.0017 | 0.76627 |  | 80 |  | 128716.6316 | 161797.2122 | 13118.8596 | 5524.6173 | 310425396.8254 | No Port |  | 1897.8881 | 0.46564 |  | No Port | 94.2043 |  | 68820.179 | 88239.5011 | 5301.635 | 2204.2585 | 108044444.4444 | No Port |  | 1119.979 | 0.16207 |  | No Port | 251.0508 |  | 45821.2643 | 4489.6028 | 219354838.7097 | No Port |  | 703.8834 | 0.21935 |  | No Port | 206.6193 |  | 71219.0184 | 1627.3446 | 63920000 | No Port |  | 980.0214 | 3.196 |  | No Port | 18.7836 |  | 97369.7538 | 123715.2493 | 6518.1135 | 3283.9742 | 103547089.9471 | No Port |  | 1550.2168 | 1.0355 |  | No Port | 252.4534 |  | 213471.878 | 268776.2013 | 5644.4174 | 1976.671 | 128282539.6825 | No Port |  | 3352.0815 | 0.19242 |  | No Port | 254.5194 |  | 73755.7346 | 88115.2295 | 6790.151 | 5084.8779 | 40707231.5072 | No Port |  | 1091.7519 | 0.81262 |  | No Port | 236.5137 |  | 58661.6208 | 58311.4342 | 13659984.0902 | No Port |  | 791.6023 | 1.3619 |  | 8.16 |  | 3.146 | 5.1876 |  | 3.146 | 3103.2212 | 723.8066 | 521.2113 | 816.6963 | 1194.7728 | 2095.1893 | 2164.6087
Australia | 14793 | 0.8 | 0.2 | Sydney | 12707 |  | 382.7586 | 7682300 | 1563.7621 | 1876.5146 | 8.3% | 10.01% | 0.8 | 40 | 2183.992 | 2463.75 | 1368.75 | 1.9729 | 1.7489 | 3.148 | 60234.6992 | 2929.8394 | 3285.5 | 2847.5 | 4.2575 | 3.7966 | 4.3806 | 6118.3561 | 3916.0412 | 4204.8 | 3153.6 | 6.082 | 5.6643 | 7.5524 | 21336.9422 | 24.5 | 33.2 | 64.9687 | 50 | 1660 | 86029.9975 | 3.2818 | 5113.8314 | 4522.6903 | 27.44% | 15367.5102 | 19.8902 | 10452.2389 | 2260.5465 | 8.1664 | 28831.1638 | 4381.0855 | 163.0022 | 4.967% | 1695.5383 | 1.8585 | 3710.7029 | 104.6119 | 30.6479 | 44577.3914 | 3247.5353 | 83283511.0177 | 11096.9679 | 58921.8946 | 822.4119 | 0.76627 | 769.5874 | 80 | 4741.7182 | 96049.2955 | 121136.8018 | 11167.3035 | 4657.228 | 310425396.8254 | 33555.2838 | 159349.3135 | 1897.8881 | 0.46564 | 513.3256 | 571.369 | 94.2043 | 10482.5735 | 50477.1423 | 65204.283 | 4530.4726 | 1807.0415 | 108044444.4444 | 13464.923 | 80476.2476 | 1119.979 | 0.16207 | 744.8439 | 205.1869 | 251.0508 | 6219.9613 | 33764.3863 | 3790.0111 | 219354838.7097 | 22022.9181 | 59577.3155 | 703.8834 | 0.21935 | 271.6025 | 14944.436 | 206.6193 | 5950.1903 | 55398.4347 | 1345.2904 | 63920000 | 8223.1598 | 64966.885 | 980.0214 | 3.196 | 1016.3781 | 1360.2272 | 18.7836 | 4979.4073 | 71551.5579 | 91531.3397 | 5631.8507 | 2759.3517 | 103547089.9471 | 13750.1497 | 108040.8411 | 1550.2168 | 1.0355 | 1043.3981 | 214.715 | 252.4534 | 7872.2075 | 157103.7964 | 199045.2477 | 4859.848 | 1640.1309 | 128282539.6825 | 14643.5472 | 215328.9257 | 3352.0815 | 0.19242 | 1678.5521 | 243.621 | 254.5194 | 14173.8648 | 56728.317 | 68072.0763 | 5951.1701 | 4387.6378 | 42405775.858 | 7410.9592 | 79870.6732 | 1137.2538 | 0.81262 | 1968.0274 | 71.0227 | 236.5137 | 6329.0601 | 46176.9781 | 51755.5848 | 14583654.8142 | 10727.5443 | 108660.1072 | 845.0552 | 1.3619 | 7989.7138 | 8.16 | 8021.6825 | 1.9729 | 4.2575 | 6.082 | 1.9729 | 2260.5465 | 535.2487 | 390.2284 | 603.495 | 883.9586 | 1551.6161 | 1605.2548
Azerbaijan | 3460 | 1 | 0 |  |  |  | 382.7586 | 82663 | 162.2111 |  | 15.3% | 14.96% | 0.9 | 40 | 1652.2496 | 2098.75 | 1368.75 | 3.1369 | 2.4696 | 3.7867 | 1097.6684 | [6 empty] | 0 | [6 empty] | 0 | 9.9 | 11 | 17.1426 | 50 | 550 | 547.6684 | 3.1369 | 1652.2496 | 3405.1773 | 7.878% | 3860.2181 | 7.2654 | 4056.2801 | 3928.7821 | 8.1664 | 8835.5388 | 4579.0545 | No Port |  |  |  |  | 128.564 | 38.2611 | 66187.0925 | 3663.1611 | 76857210.7857 | No Port |  | 759.0017 | 0.76627 |  | 80 |  | 131082.3288 | 162341.6377 | 12716.1272 | 5530.4792 | 310425396.8254 | No Port |  | 1897.8881 | 0.46564 |  | No Port | 94.2043 |  | 85381.8613 | 103732.0407 | 5307.2147 | 2207.2319 | 108044444.4444 | No Port |  | 1119.979 | 0.16207 |  | No Port | 251.0508 |  | 56988.757 | 4493.7283 | 219354838.7097 | No Port |  | 703.8834 | 0.21935 |  | No Port | 206.6193 |  | 58096.5043 | 1544.0459 | 63920000 | No Port |  | 980.0214 | 3.196 |  | No Port | 18.7836 |  | 119414.4699 | 144309.4979 | 6375.2422 | 3277.3957 | 103547089.9471 | No Port |  | 1550.2168 | 1.0355 |  | No Port | 252.4534 |  | 258476.7419 | 310736.2518 | 5477.7971 | 1978.9012 | 128282539.6825 | No Port |  | 3352.0815 | 0.19242 |  | No Port | 254.5194 |  | 90179.06 | 103747.9841 | 6737.1298 | 5085.275 | 40707231.5072 | No Port |  | 1091.7519 | 0.81262 |  | No Port | 236.5137 |  | 68814.0629 | 58414.4347 | 13659984.0902 | No Port |  | 791.6023 | 1.3619 |  | 8.16 |  | 3.1369 |  |  | 3.1369 | 3928.7821 | 861.1696 | 522.9651 | 960.0868 | 1393.6606 | 2422.2802 | 2548.6377
Bangladesh | 7624 | 1 | 0 | Chittagong | 8013 | Suez | 382.7586 | 130170 | 203.5544 | 244.2653 | 13.8% | 13.9% | 0.9 | 40 | 1892.9606 | 1916.25 | 1733.75 | 2.5849 | 2.5535 | 2.8223 | 1026.1463 | [6 empty] | 0 | [6 empty] | 0 | 164.7 | 201.9 | 2.5063 | 50 | 10095 | -9068.8537 | 2.5849 | 1892.9606 | 3045.3123 | 15.12% | 7464.3288 | 10.5096 | 5722.849 | 3249.7763 | 8.1664 | 18379.2328 | 4601.7909 | 48.3804 | 1.872% | 683.8307 | 0.73221 | 672.0179 | 120.2244 | 35.9989 | 59009.6076 | 3656.6849 | 80849311.5487 | 6606.926 | 69273.2186 | 798.393 | 0.76627 | 904.7876 | 80 | 5502.845 | 112107.7355 | 141218.1588 | 12200.3686 | 5340.492 | 310425396.8254 | 26597.2503 | 173155.9011 | 1897.8881 | 0.46564 | 557.802 | 376.8375 | 94.2043 | 11213.3779 | 70914.1186 | 88002.8357 | 5106.8866 | 2120.2895 | 108044444.4444 | 9275.2805 | 99398.4057 | 1119.979 | 0.16207 | 919.977 | 135.1449 | 251.0508 | 7451.8514 | 47610.001 | 4340.3664 | 219354838.7097 | 16919.682 | 68870.0494 | 703.8834 | 0.21935 | 313.9664 | 9843.0483 | 206.6193 | 6258.3776 | 51822.5798 | 1464.1771 | 63920000 | 4709.1562 | 57995.9131 | 980.0214 | 3.196 | 907.3203 | 903.5557 | 18.7836 | 4423.0056 | 99490.9372 | 122674.5847 | 6149.517 | 3160.3365 | 103547089.9471 | 9130.2853 | 134965.2065 | 1550.2168 | 1.0355 | 1303.4186 | 140.9182 | 252.4534 | 9619.5151 | 215904.9045 | 264571.8937 | 5269.45 | 1905.1783 | 128282539.6825 | 10321.1693 | 276798.2414 | 3352.0815 | 0.19242 | 2157.7234 | 160.4593 | 254.5194 | 18203.6567 | 77682.6415 | 90648.3765 | 6602.0408 | 4992.7765 | 41770227.6888 | 3829.1421 | 99470.2952 | 1120.2283 | 0.81262 | 2450.9655 | 46.9925 | 236.5137 | 7652.5416 | 60886.5207 | 58013.159 | 14235389.741 | 6335.1101 | 125234.7897 | 824.9011 | 1.3619 | 9208.4404 | 8.16 | 9240.4091 | 2.5849 |  |  | 2.5849 | 3249.7763 | 729.8715 | 454.9182 | 814.5059 | 1184.7227 | 2062.4155 | 2170.1672
Belgium | 190 | 1 | 0 | Antwerp | 149 |  | 382.7586 | 30280 | 98.1755 | 117.8106 | 7.6% | 9.517% | 0.9 | 40 | 1131.2653 | 1186.25 | 1003.75 | 3.266 | 3.1147 | 3.681 | 138.8249 | 3014.2148 | 3285.5 | 2847.5 | 4.0104 | 3.6792 | 4.2452 | 63.8736 | 4204.8 | 4204.8 | 4204.8 | 5.4995 | 5.4995 | 5.4995 | 65.8472 | 11.4 | 12.5 | 33.5118 | 50 | 625 | -356.4543 | 3.8072 | 4145.4801 | 3875.7326 | 1.767% | 474.2516 | 4.35 | 2558.6333 | 2643.2515 | 8.1664 | 474.6847 | 2678.7553 | 61.973 | 1.628% | 424.6343 | 0.48661 | 323.7492 | 105.0271 | 30.4394 | 46476.5523 | 3038.691 | 76929613.5002 | 846.4241 | 50361.6674 | 759.7161 | 0.76627 | 657.7811 | 80 | 4112.2898 | 107511.9181 | 132706.3994 | 11173.5487 | 4572.4109 | 310425396.8254 | 2393.2283 | 139672.0386 | 1897.8881 | 0.46564 | 449.9375 | 50.9329 | 94.2043 | 8996.2777 | 58694.1935 | 73484.1318 | 4606.1321 | 1768.063 | 108044444.4444 | 995.7674 | 76247.9622 | 1119.979 | 0.16207 | 705.7092 | 17.8015 | 251.0508 | 5899.0914 | 38941.2499 | 3721.8874 | 219354838.7097 | 1561.3671 | 44224.5045 | 703.8834 | 0.21935 | 201.6117 | 1296.5393 | 206.6193 | 3817.7854 | 60119.9591 | 1358.0827 | 63920000 | 645.0017 | 62123.0435 | 980.0214 | 3.196 | 971.8874 | 138.4802 | 18.7836 | 4676.2848 | 82811.9718 | 102876.9489 | 5615.7231 | 2712.8489 | 103547089.9471 | 1046.7509 | 106636.5486 | 1550.2168 | 1.0355 | 1029.8363 | 17.2842 | 252.4534 | 7750.4028 | 181138.6675 | 223258.9603 | 4864.5918 | 1607.2434 | 128282539.6825 | 1066.9236 | 225933.1273 | 3352.0815 | 0.19242 | 1761.215 | 21.1359 | 254.5194 | 14926.8432 | 62379.0432 | 73320.607 | 5777.4561 | 4202.0186 | 40726748.6958 | 605.5339 | 78128.1595 | 1092.2747 | 0.81262 | 1925.0915 | 6.734 | 236.5137 | 6226.6555 | 48701.9697 | 49090.2426 | 13670468.4392 | 878.509 | 98670.7213 | 792.2091 | 1.3619 | 7255.2001 | 8.16 | 7287.1688 | 3.266 | 4.0104 | 5.4995 | 3.266 | 2643.2515 | 604.1438 | 427.4985 | 680.1287 | 993.5282 | 1740.369 | 1800.3059
Belize | 8760 | 0 | 1 | Belize City | 4820 |  | 382.7586 | 22810 | 85.2094 | 102.2513 | 14.3% | 14.26% | 0.9 | 40 | 1869.6335 | 1916.25 | 1733.75 | 2.6688 | 2.6039 | 2.878 | 170.572 | 2993.6981 | 3723.5 | 2847.5 | 5.2706 | 4.2376 | 5.5412 | 11.0318 | 3728.083 | 4204.8 | 3504 | 7.9819 | 7.0769 | 8.4923 | 60.3949 | 0.4 | 0.6 | 58.6036 | 50 | 30 | 211.9987 | 4.2704 | 4863.3316 | 5144.8048 | 17% | 26455.1955 | 31.6 | 16288.4031 | 2954.8517 | 8.1664 | 21516.0244 | 4537.5128 | 68.2289 | 1.598% | 564.5909 | 0.63282 | 338.0685 | 131.2626 | 38.3773 | 54824.6876 | 3663.5658 | 79234281.9278 | 3578.3553 | 62066.6088 | 782.457 | 0.76627 | 810.661 | 80 | 4972.9472 | 123188.4379 | 155143.1017 | 12845.7648 | 5411.1909 | 310425396.8254 | 14455.929 | 175010.2216 | 1897.8881 | 0.46564 | 563.7755 | 244.5113 | 94.2043 | 11173.117 | 65597.1217 | 84355.4958 | 5165.9074 | 2152.3279 | 108044444.4444 | 4962.9738 | 91470.7974 | 1119.979 | 0.16207 | 846.6034 | 87.5003 | 251.0508 | 6744.6508 | 43722.6748 | 4398.0929 | 219354838.7097 | 9049.5472 | 57170.3149 | 703.8834 | 0.21935 | 260.6294 | 6372.9309 | 206.6193 | 5142.9473 | 68581.0191 | 1586.7952 | 63920000 | 2558.7829 | 72726.5972 | 980.0214 | 3.196 | 1137.7753 | 592.9141 | 18.7836 | 5504.9656 | 92856.6504 | 118305.4616 | 6395.8146 | 3214.9351 | 103547089.9471 | 5001.9274 | 126522.324 | 1550.2168 | 1.0355 | 1221.882 | 90.7194 | 252.4534 | 8842.5632 | 203658.8165 | 257080.8249 | 5534.4244 | 1932.6605 | 128282539.6825 | 5528.0206 | 264541.5061 | 3352.0815 | 0.19242 | 2062.1786 | 103.8902 | 254.5194 | 16966.0956 | 71526.9533 | 85614.2229 | 6715.7167 | 5031.3181 | 41343360.7986 | 2068.9574 | 92714.4985 | 1108.793 | 0.81262 | 2284.5015 | 30.6464 | 236.5137 | 7077.6487 | 57481.8684 | 58083.1704 | 14003254.3402 | 3451.8807 | 119016.9195 | 811.4674 | 1.3619 | 8751.2441 | 8.16 | 8783.2128 | 2.6688 | 5.2706 | 7.9819 | 2.6688 | 2954.8517 | 691.9314 | 499.7758 | 780.7481 | 1142.5281 | 2004.0204 | 2070.8095
Benin | 4770 | 0.9 | 0.1 | Cotonou | 4112 |  | 382.7586 | 112760 | 189.4535 | 227.3442 | 15% | 14.75% | 0.85 | 40 | 1998.7574 | 2281.25 | 1733.75 | 2.7149 | 2.3787 | 3.1299 | 897.0437 | [6 empty] | 0 | [6 empty] | 0 | 11.2 | 23.9 | 4.5752 | 50 | 1195 | -297.9563 | 2.7149 | 1998.7574 | 3026.4173 | 10.29% | 6075.1147 | 9.1015 | 4999.5034 | 3291.1789 | 8.1664 | 12011.4187 | 4174.9719 | 49.9292 | 1.839% | 700.8703 | 0.7508 | 658.2591 | 125.1823 | 37.4716 | 58639.3688 | 3699.1307 | 78880565.9551 | 3598.4841 | 65936.9836 | 778.9668 | 0.76627 | 861.2125 | 80 | 5257.5336 | 115100.279 | 145488.2191 | 12514.7195 | 5490.9524 | 310425396.8254 | 13681.5729 | 164660.7444 | 1897.8881 | 0.46564 | 530.4358 | 215.1699 | 94.2043 | 10494.9625 | 71872.9501 | 89711.6091 | 5232.8486 | 2189.209 | 108044444.4444 | 4928.7575 | 96829.5755 | 1119.979 | 0.16207 | 896.2013 | 76.9358 | 251.0508 | 7207.7382 | 48272.8188 | 4461.685 | 219354838.7097 | 8715.0821 | 61449.586 | 703.8834 | 0.21935 | 280.1378 | 5603.4842 | 206.6193 | 5401.0226 | 53797.9928 | 1508.1512 | 63920000 | 2736.5214 | 58042.6653 | 980.0214 | 3.196 | 908.0517 | 524.0339 | 18.7836 | 4398.606 | 100928.562 | 125129.6286 | 6294.5996 | 3250.7509 | 103547089.9471 | 4927.0558 | 133307.4353 | 1550.2168 | 1.0355 | 1287.4088 | 79.5886 | 252.4534 | 9422.3202 | 219224.5511 | 270027.301 | 5395.5522 | 1963.5532 | 128282539.6825 | 5453.8476 | 277444.7018 | 3352.0815 | 0.19242 | 2162.7628 | 91.3468 | 254.5194 | 18094.0475 | 77900.2928 | 91266.426 | 6723.2331 | 5092.5423 | 41249301.9032 | 2255.809 | 98614.7772 | 1106.2733 | 0.81262 | 2429.8854 | 27.0219 | 236.5137 | 7560.3018 | 60873.6733 | 58801.0714 | 13952296.7086 | 3482.8711 | 123157.6159 | 808.5185 | 1.3619 | 9055.707 | 8.16 | 9087.6758 | 2.7149 |  |  | 2.7149 | 3291.1789 | 743.3944 | 468.6737 | 830.3214 | 1208.4321 | 2104.942 | 2212.5569
Bolivia | 10066 | 0.3 | 0.7 |  |  |  | 382.7586 | 1083300 | 587.2181 |  | 12.9% | 13.27% | 0.75 | 40 | 2031.5209 | 2646.25 | 1551.25 | 2.7875 | 2.14 | 3.6506 | 7245.3357 | 2944.2016 | 3285.5 | 2847.5 | 5.0973 | 4.5678 | 5.2704 | 391.7472 | [6 empty] | 0 | 11.1 | 15.9 | 9.1354 | 50 | 795 | 6842.0829 | 4.1543 | 4975.7225 | 5181.587 | 19.83% | 22790.5421 | 27.9721 | 14480.272 | 2842.2262 | 8.1664 | 23528.1598 | 4572.8384 | No Port |  |  |  |  | 125.674 | 36.6977 | 51110.8941 | 3474.2596 | 76857210.7857 | No Port |  | 759.0017 | 0.76627 |  | 80 |  | 118855.5513 | 149370.2015 | 12490.2414 | 5235.8284 | 310425396.8254 | No Port |  | 1897.8881 | 0.46564 |  | No Port | 94.2043 |  | 63154.4948 | 81067.5366 | 5048.2442 | 2071.9943 | 108044444.4444 | No Port |  | 1119.979 | 0.16207 |  | No Port | 251.0508 |  | 42076.3925 | 4256.7111 | 219354838.7097 | No Port |  | 703.8834 | 0.21935 |  | No Port | 206.6193 |  | 66623.9156 | 1537.7668 | 63920000 | No Port |  | 980.0214 | 3.196 |  | No Port | 18.7836 |  | 89394.5984 | 113696.5775 | 6230.6048 | 3109.8206 | 103547089.9471 | No Port |  | 1550.2168 | 1.0355 |  | No Port | 252.4534 |  | 196073.1145 | 247087.6992 | 5391.9383 | 1864.6254 | 128282539.6825 | No Port |  | 3352.0815 | 0.19242 |  | No Port | 254.5194 |  | 67758.1035 | 81003.7889 | 6477.1225 | 4816.2776 | 40707231.5072 | No Port |  | 1091.7519 | 0.81262 |  | No Port | 236.5137 |  | 53859.4216 | 55512.9443 | 13659984.0902 | No Port |  | 791.6023 | 1.3619 |  | 8.16 |  | 2.7875 | 5.0973 |  | 2.7875 | 2842.2262 | 665.011 | 481.1791 | 750.3166 | 1098.0181 | 1926.121 | 1989.9115
Bosnia & Herzegovina | 1294 | 1 | 0 |  |  |  | 382.7586 | 51200 | 127.6615 |  | 10.7% | 11.71% | 0.9 | 40 | 1562.8418 | 1916.25 | 1368.75 | 2.7475 | 2.2408 | 3.1371 | 325.4211 | [6 empty] | 0 | [6 empty] | 0 | 3.5 | 3.1 | 19.6314 | 50 | 155 | 170.4211 | 2.7475 | 1562.8418 | 2858.2227 | 3.873% | 1440.6905 | 4.2989 | 2532.3981 | 3487.1067 | 8.1664 | 2860.224 | 3698.0178 | No Port |  |  |  |  | 110.1587 | 32.7339 | 58401.3519 | 3282.9415 | 76857210.7857 | No Port |  | 759.0017 | 0.76627 |  | 80 |  | 115456.0651 | 141972.8261 | 11545.5147 | 4954.2498 | 310425396.8254 | No Port |  | 1897.8881 | 0.46564 |  | No Port | 94.2043 |  | 75858.8232 | 91424.9806 | 4836.3688 | 1943.2628 | 108044444.4444 | No Port |  | 1119.979 | 0.16207 |  | No Port | 251.0508 |  | 50605.1166 | 4029.1535 | 219354838.7097 | No Port |  | 703.8834 | 0.21935 |  | No Port | 206.6193 |  | 51589.6876 | 1382.4528 | 63920000 | No Port |  | 980.0214 | 3.196 |  | No Port | 18.7836 |  | 106005.3708 | 127123.4163 | 5831.5197 | 2931.9387 | 103547089.9471 | No Port |  | 1550.2168 | 1.0355 |  | No Port | 252.4534 |  | 229275.5336 | 273606.422 | 5008.6107 | 1755.3422 | 128282539.6825 | No Port |  | 3352.0815 | 0.19242 |  | No Port | 254.5194 |  | 79936.5274 | 91446.824 | 6124.4935 | 4550.3467 | 40707231.5072 | No Port |  | 1091.7519 | 0.81262 |  | No Port | 236.5137 |  | 60548.7823 | 52821.216 | 13659984.0902 | No Port |  | 791.6023 | 1.3619 |  | 8.16 |  | 2.7475 |  |  | 2.7475 | 3487.1067 | 759.8682 | 457.3493 | 846.1794 | 1227.687 | 2132.8423 | 2246.4516
Botswana | 8492 | 0.9 | 0.1 |  |  |  | 382.7586 | 566730 | 424.7302 |  | 12.5% | 12.98% | 0.8 | 40 | 2411.4796 | 2463.75 | 2281.25 | 2.1655 | 2.1196 | 2.2891 | 5010.4092 | [6 empty] | 0 | [6 empty] | 0 | 2.3 | 3.4 | 12.7744 | 50 | 170 | 4840.4092 | 2.1655 | 2411.4796 | 2602.1625 | 16.78% | 9415.2986 | 12.0175 | 6497.4161 | 2552.5471 | 8.1664 | 19531.6638 | 3989.2993 | No Port |  |  |  |  | 113.3216 | 34.1023 | 45901.3391 | 3426.0224 | 76857210.7857 | No Port |  | 759.0017 | 0.76627 |  | 80 |  | 94229.6144 | 121561.3653 | 11772.0004 | 5176.1262 | 310425396.8254 | No Port |  | 1897.8881 | 0.46564 |  | No Port | 94.2043 |  | 56136.2482 | 72180.8297 | 4939.7699 | 2045.0596 | 108044444.4444 | No Port |  | 1119.979 | 0.16207 |  | No Port | 251.0508 |  | 38005.6162 | 4207.7127 | 219354838.7097 | No Port |  | 703.8834 | 0.21935 |  | No Port | 206.6193 |  | 46962.058 | 1398.7331 | 63920000 | No Port |  | 980.0214 | 3.196 |  | No Port | 18.7836 |  | 79204.9879 | 100972.0942 | 5960.6163 | 3059.4978 | 103547089.9471 | No Port |  | 1550.2168 | 1.0355 |  | No Port | 252.4534 |  | 172728.3659 | 218421.7594 | 5096.5728 | 1841.3995 | 128282539.6825 | No Port |  | 3352.0815 | 0.19242 |  | No Port | 254.5194 |  | 60959.7354 | 72823.7997 | 6328.3413 | 4753.5919 | 40707231.5072 | No Port |  | 1091.7519 | 0.81262 |  | No Port | 236.5137 |  | 47992.1048 | 54999.8118 | 13659984.0902 | No Port |  | 791.6023 | 1.3619 |  | 8.16 |  | 2.1655 |  |  | 2.1655 | 2552.5471 | 597.2288 | 391.5961 | 668.0661 | 975.1321 | 1702.6616 | 1788.9647
Brazil | 9190 | 0.1 | 0.9 | Santos | 5430 |  | 382.7586 | 8358140 | 1631.0974 | 1957.3168 | 28.4% | 24.23% | 0.8 | 40 | 1982.4514 | 2463.75 | 91.25 | 4.378 | 3.5228 | 95.1153 | 59983.4738 | 3344.089 | 3971 | 2847.5 | 7.0409 | 5.9294 | 8.2688 | 53929.1558 | 3818.016 | 4204.8 | 3153.6 | 11.4498 | 10.3965 | 13.8621 | 11335.3839 | 209.3 | 232.7 | 16.7239 | 50 | 11635 | 113613.0136 | 6.0498 | 5326.5404 | 7373.9131 | 17.96% | 41126.702 | 48.5006 | 24711.6695 | 4139.2984 | 8.1664 | 33397.647 | 6595.6082 | 309.6054 | 5.118% | 3597.2518 | 3.9069 | 7215.293 | 190.9005 | 55.9531 | 77678.7555 | 4883.8559 | 79540308.955 | 11386.3833 | 93948.9947 | 785.4766 | 0.76627 | 1227.0815 | 80 | 7317.2403 | 173565.5218 | 220887.2948 | 16618.6627 | 7180.3346 | 310425396.8254 | 26254.0629 | 254321.6923 | 1897.8881 | 0.46564 | 819.2683 | 269.7913 | 94.2043 | 16024.102 | 91540.0091 | 119319.3507 | 6666.0494 | 2962.6434 | 108044444.4444 | 13476.538 | 135758.5321 | 1119.979 | 0.16207 | 1256.5064 | 96.6024 | 251.0508 | 9389.1873 | 61015.7694 | 5824.6927 | 219354838.7097 | 19091.2906 | 85931.7527 | 703.8834 | 0.21935 | 391.7477 | 7035.8722 | 206.6193 | 7306.5045 | 94247.8709 | 2119.5633 | 63920000 | 10348.3421 | 106715.7762 | 980.0214 | 3.196 | 1669.5209 | 652.26 | 18.7836 | 8058.5177 | 129740.4366 | 167427.6697 | 8129.1756 | 4279.9136 | 103547089.9471 | 13320.3217 | 185027.9049 | 1550.2168 | 1.0355 | 1786.8962 | 100.3095 | 252.4534 | 12294.4111 | 284870.7323 | 363983.5709 | 7048.8625 | 2619.0521 | 128282539.6825 | 14265.8274 | 380868.4504 | 3352.0815 | 0.19242 | 2968.9812 | 114.6973 | 254.5194 | 23692.1962 | 100312.9526 | 121215.7724 | 8657.8163 | 6711.4526 | 41424572.2256 | 9547.6636 | 137474.8885 | 1110.9686 | 0.81262 | 3387.4053 | 33.7692 | 236.5137 | 9887.2022 | 81859.4297 | 75832.6879 | 14047307.7416 | 11162.7829 | 168854.9006 | 814.0168 | 1.3619 | 12415.8015 | 8.16 | 12447.7702 | 4.378 | 7.0409 | 11.4498 | 4.378 | 4139.2984 | 976.5961 | 711.5632 | 1104.3543 | 1616.923 | 2837.3586 | 2926.1804
Brunei | 10910 | 1 | 0 |  |  |  | 382.7586 | 5270 | 40.9572 |  | 8% | 9.8% | 0.9 | 40 | 1916.7974 | 2098.75 | 1916.25 | 1.9679 | 1.7973 | 1.9685 | 46.546 | [6 empty] | 0 | #N/A | #N/A | #N/A | #N/A | #N/A | #N/A | #N/A | 0.4 | 0.5 | 85.9794 | 50 | 25 | 21.546 | 1.9679 | 1916.7974 | 2473.3645 | 20.44% | 8012.7333 | 10.4861 | 5710.7548 | 2524.2428 | 8.1664 | 20981.6129 | 4067.6089 | No Port |  |  |  |  | 96.3249 | 28.8936 | 43905.9305 | 3055.4918 | 76857210.7857 | No Port |  | 759.0017 | 0.76627 |  | 80 |  | 88106.6163 | 111058.786 | 10684.6577 | 4613.3235 | 310425396.8254 | No Port |  | 1897.8881 | 0.46564 |  | No Port | 94.2043 |  | 55329.0187 | 68802.6509 | 4499.345 | 1787.2024 | 108044444.4444 | No Port |  | 1119.979 | 0.16207 |  | No Port | 251.0508 |  | 37261.2416 | 3754.0441 | 219354838.7097 | No Port |  | 703.8834 | 0.21935 |  | No Port | 206.6193 |  | 42387.866 | 1252.3761 | 63920000 | No Port |  | 980.0214 | 3.196 |  | No Port | 18.7836 |  | 77689.6385 | 95968.8303 | 5449.6035 | 2723.4533 | 103547089.9471 | No Port |  | 1550.2168 | 1.0355 |  | No Port | 252.4534 |  | 168692.1086 | 207063.6906 | 4661.4639 | 1623.0556 | 128282539.6825 | No Port |  | 3352.0815 | 0.19242 |  | No Port | 254.5194 |  | 59287.7427 | 69250.7348 | 5737.9817 | 4231.8092 | 40707231.5072 | No Port |  | 1091.7519 | 0.81262 |  | No Port | 236.5137 |  | 45590.1991 | 49530.6953 | 13659984.0902 | No Port |  | 791.6023 | 1.3619 |  | 8.16 |  | 1.9679 |  | #N/A | #N/A | 2524.2428 | 571.2662 | 357.7632 | 636.7995 | 926.8134 | 1614.1222 | 1701.19
Burkina Faso | 4478 | 0.9 | 0.1 |  |  |  | 382.7586 | 273600 | 295.1094 |  | 15.3% | 14.96% | 0.85 | 40 | 2179.421 | 2281.25 | 2098.75 | 2.518 | 2.4056 | 2.6148 | 2273.1354 | [6 empty] | 0 | [6 empty] | 0 | 19.2 | 43.2 |  | 50 | 2160 | 113.1354 | 2.518 | 2179.421 | 2790.6023 | 9.767% | 5800.1743 | 8.5908 | 4737.1283 | 3050.3268 | 8.1664 | 11388.0687 | 3888.2852 | No Port |  |  |  |  | 125.1601 | 37.5916 | 53834.0734 | 3658.3571 | 76857210.7857 | No Port |  | 759.0017 | 0.76627 |  | 80 |  | 109047.0377 | 139429.2557 | 12520.9708 | 5527.4415 | 310425396.8254 | No Port |  | 1897.8881 | 0.46564 |  | No Port | 94.2043 |  | 66762.9 | 84598.1999 | 5239.0869 | 2205.9717 | 108044444.4444 | No Port |  | 1119.979 | 0.16207 |  | No Port | 251.0508 |  | 45010.6223 | 4491.0055 | 219354838.7097 | No Port |  | 703.8834 | 0.21935 |  | No Port | 206.6193 |  | 52051.0441 | 1504.4789 | 63920000 | No Port |  | 980.0214 | 3.196 |  | No Port | 18.7836 |  | 93956.7291 | 118153.2386 | 6304.7369 | 3270.9745 | 103547089.9471 | No Port |  | 1550.2168 | 1.0355 |  | No Port | 252.4534 |  | 204446.1281 | 255239.3118 | 5397.2059 | 1977.7027 | 128282539.6825 | No Port |  | 3352.0815 | 0.19242 |  | No Port | 254.5194 |  | 71931.963 | 85120.1626 | 6706.8935 | 5080.1558 | 40707231.5072 | No Port |  | 1091.7519 | 0.81262 |  | No Port | 236.5137 |  | 56255.855 | 58405.9612 | 13659984.0902 | No Port |  | 791.6023 | 1.3619 |  | 8.16 |  | 2.518 |  |  | 2.518 | 3050.3268 | 700.4427 | 449.1554 | 782.9944 | 1141.058 | 1989.6653 | 2091.033
Burundi | 6594 | 0.9 | 0.1 |  |  |  | 382.7586 | 25680 | 90.4113 |  | 14.8% | 14.61% | 0.9 | 40 | 1863.9138 | 2098.75 | 1733.75 | 2.7289 | 2.4235 | 2.9337 | 204.2278 | [6 empty] | 0 | [6 empty] | 0 | 10.8 | 25.8 |  | 50 | 1290 | -1085.7722 | 2.7289 | 1863.9138 | 3155.4632 | 13.52% | 8149.4816 | 11.3049 | 6131.3965 | 3421.8956 | 8.1664 | 16460.6362 | 4632.837 | No Port |  |  |  |  | 124.5518 | 37.2647 | 58864.1166 | 3618.9938 | 76857210.7857 | No Port |  | 759.0017 | 0.76627 |  | 80 |  | 117468.1432 | 147693.6223 | 12473.5549 | 5466.0504 | 310425396.8254 | No Port |  | 1897.8881 | 0.46564 |  | No Port | 94.2043 |  | 74600.1276 | 92343.417 | 5215.7742 | 2177.7949 | 108044444.4444 | No Port |  | 1119.979 | 0.16207 |  | No Port | 251.0508 |  | 50035.7338 | 4441.6219 | 219354838.7097 | No Port |  | 703.8834 | 0.21935 |  | No Port | 206.6193 |  | 53816.5486 | 1503.0985 | 63920000 | No Port |  | 980.0214 | 3.196 |  | No Port | 18.7836 |  | 104617.018 | 128688.7002 | 6274.4753 | 3236.0513 | 103547089.9471 | No Port |  | 1550.2168 | 1.0355 |  | No Port | 252.4534 |  | 226950.974 | 277482.1206 | 5379.1715 | 1953.893 | 128282539.6825 | No Port |  | 3352.0815 | 0.19242 |  | No Port | 254.5194 |  | 79517.5757 | 92637.7388 | 6652.6701 | 5024.1054 | 40707231.5072 | No Port |  | 1091.7519 | 0.81262 |  | No Port | 236.5137 |  | 61318.4684 | 57801.4686 | 13659984.0902 | No Port |  | 791.6023 | 1.3619 |  | 8.16 |  | 2.7289 |  |  | 2.7289 | 3421.8956 | 765.8893 | 475.7782 | 854.6799 | 1242.8036 | 2163.0545 | 2275.7072
Cambodia | 9556 | 1 | 0 |  |  |  | 382.7586 | 176520 | 237.0402 |  | 13.4% | 13.62% | 0.9 | 40 | 1996.8164 | 2098.75 | 1733.75 | 2.4117 | 2.2946 | 2.7777 | 1471.7286 | [6 empty] | 0 | [6 empty] | 0 | 16 | 22 | 4.6125 | 50 | 1100 | 371.7286 | 2.4117 | 1996.8164 | 2951.4256 | 18.29% | 9089.2726 | 12.0407 | 6509.3531 | 3035.3969 | 8.1664 | 22692.0939 | 4704.5337 | No Port |  |  |  |  | 117.8578 | 35.3676 | 52937.9888 | 3501.7331 | 76857210.7857 | No Port |  | 759.0017 | 0.76627 |  | 80 |  | 106188.6296 | 134689.2471 | 12054.6516 | 5289.7014 | 310425396.8254 | No Port |  | 1897.8881 | 0.46564 |  | No Port | 94.2043 |  | 66348.8162 | 83079.5585 | 5050.6097 | 2097.052 | 108044444.4444 | No Port |  | 1119.979 | 0.16207 |  | No Port | 251.0508 |  | 44654.6623 | 4299.3558 | 219354838.7097 | No Port |  | 703.8834 | 0.21935 |  | No Port | 206.6193 |  | 49896.0944 | 1441.22 | 63920000 | No Port |  | 980.0214 | 3.196 |  | No Port | 18.7836 |  | 93210.2078 | 115908.2038 | 6086.3679 | 3128.8515 | 103547089.9471 | No Port |  | 1550.2168 | 1.0355 |  | No Port | 252.4534 |  | 202496.1124 | 250143.6245 | 5210.5122 | 1885.4687 | 128282539.6825 | No Port |  | 3352.0815 | 0.19242 |  | No Port | 254.5194 |  | 71156.0774 | 83527.5189 | 6456.5121 | 4859.6582 | 40707231.5072 | No Port |  | 1091.7519 | 0.81262 |  | No Port | 236.5137 |  | 55180.9234 | 56096.4653 | 13659984.0902 | No Port |  | 791.6023 | 1.3619 |  | 8.16 |  | 2.4117 |  |  | 2.4117 | 3035.3969 | 688.7836 | 433.886 | 768.9387 | 1119.3767 | 1949.9429 | 2051.9086
Cameroon | 5019 | 0.9 | 0.1 | Douala | 4550 |  | 382.7586 | 472710 | 387.9024 | 465.4829 | 14.1% | 14.11% | 0.85 | 40 | 1876.549 | 2281.25 | 1551.25 | 2.7936 | 2.298 | 3.3794 | 3286.4378 | [6 empty] | 0 | 3153.6 | 3153.6 | 3153.6 | 9.3731 | 9.3731 | 9.3731 | 1.8291 | 24.1 | 49.8 | 3.846 | 50 | 2490 | 798.2669 | 2.7936 | 1876.549 | 3129.6617 | 10.74% | 6142.2939 | 9.272 | 5087.05 | 3394.1208 | 8.1664 | 12259.8198 | 4296.1786 | 64.1661 | 2.297% | 897.8993 | 0.96207 | 1220.3326 | 122.4329 | 36.5577 | 59986.86 | 3630.7076 | 79099203.5256 | 4474.7212 | 68092.2888 | 781.1241 | 0.76627 | 889.3633 | 80 | 5416.0119 | 116997.4295 | 146676.9331 | 12334.5159 | 5378.9719 | 310425396.8254 | 15689.9771 | 167745.8821 | 1897.8881 | 0.46564 | 540.3742 | 233.3218 | 94.2043 | 10770.22 | 74033.6088 | 91456.3937 | 5157.7725 | 2137.8781 | 108044444.4444 | 5967.4386 | 99561.7104 | 1119.979 | 0.16207 | 921.4885 | 83.4714 | 251.0508 | 7437.9441 | 49606.888 | 4371.4712 | 219354838.7097 | 10184.975 | 64163.3343 | 703.8834 | 0.21935 | 292.5093 | 6079.4978 | 206.6193 | 5635.5639 | 54037.5294 | 1486.4351 | 63920000 | 3539.4572 | 59063.4216 | 980.0214 | 3.196 | 924.021 | 566.6462 | 18.7836 | 4478.296 | 103813.6284 | 127450.4936 | 6205.86 | 3184.7682 | 103547089.9471 | 5946.3433 | 136581.605 | 1550.2168 | 1.0355 | 1319.0289 | 86.4746 | 252.4534 | 9703.3864 | 225222.4516 | 274840.8329 | 5323.9192 | 1920.1133 | 128282539.6825 | 6553.9501 | 283314.8962 | 3352.0815 | 0.19242 | 2208.5227 | 99.1067 | 254.5194 | 18611.2629 | 79976.156 | 93049.07 | 6614.2873 | 4992.5157 | 41307465.6072 | 2994.0501 | 101035.6358 | 1107.8314 | 0.81262 | 2489.5358 | 29.2642 | 236.5137 | 7759.3754 | 62145.8316 | 57764.5763 | 13983799.4279 | 4335.8251 | 124246.233 | 810.3415 | 1.3619 | 9135.7524 | 8.16 | 9167.7211 | 2.7936 |  | 9.3731 | 2.7936 | 3394.1208 | 758.375 | 472.503 | 846.4701 | 1230.8457 | 2142.4649 | 2252.5969
Canada | 6454 | 0.1 | 0.9 | Halifax | 2782 |  | 382.7586 | 9093510 | 1701.3389 | 2041.6067 | 5.1% | 7.75% | 0.9 | 40 | 1447.1434 | 1916.25 | 638.75 | 2.2193 | 1.676 | 5.0279 | 57278.2958 | 3221.101 | 3971 | 2847.5 | 3.3253 | 2.6973 | 3.7615 | 43684.8414 | 4106.9475 | 4204.8 | 3153.6 | 5.028 | 4.9109 | 6.5479 | 20060.0566 | 36.6 | 44.9 | 83.7616 | 50 | 2245 | 118778.1938 | 2.9824 | 4668.2444 | 3438.9244 | 13.28% | 11260.9675 | 14.6999 | 7865.389 | 2074.4598 | 8.1664 | 10909.1728 | 2877.2053 | 157.3076 | 5.275% | 1509.6715 | 1.667 | 3493.2992 | 91.6516 | 26.7721 | 38026.2145 | 2854.2323 | 78220363.2158 | 5316.1087 | 46196.5554 | 772.4523 | 0.76627 | 603.3799 | 80 | 3806.0315 | 87131.8967 | 108879.8743 | 10343.983 | 4256.2329 | 310425396.8254 | 11071.6842 | 124207.7914 | 1897.8881 | 0.46564 | 400.1212 | 160.0513 | 94.2043 | 8082.8944 | 46365.1893 | 59131.9236 | 4258.7552 | 1623.3528 | 108044444.4444 | 5964.5143 | 66719.7907 | 1119.979 | 0.16207 | 617.5217 | 57.09 | 251.0508 | 5335.2424 | 30970.0133 | 3466.7034 | 219354838.7097 | 8105.6679 | 42542.3845 | 703.8834 | 0.21935 | 193.9432 | 4158.0548 | 206.6193 | 3904.5056 | 50593.733 | 1231.0569 | 63920000 | 4630.1269 | 56454.9168 | 980.0214 | 3.196 | 883.2121 | 394.6404 | 18.7836 | 4270.0107 | 65623.3572 | 82943.5261 | 5250.3643 | 2518.7382 | 103547089.9471 | 6083.2722 | 91545.5366 | 1550.2168 | 1.0355 | 884.0957 | 58.679 | 252.4534 | 6833.0456 | 143899.7512 | 180258.1574 | 4529.7486 | 1484.5563 | 128282539.6825 | 6252.8898 | 187995.6035 | 3352.0815 | 0.19242 | 1465.4808 | 67.7837 | 254.5194 | 12548.8178 | 50253.3475 | 59778.3985 | 5433.73 | 3925.4113 | 41073187.5265 | 4431.0428 | 68134.8527 | 1101.5554 | 0.81262 | 1678.8547 | 20.2132 | 236.5137 | 5592.0648 | 39702.7685 | 46358.8576 | 13857072.0389 | 5290.0069 | 91351.6329 | 803.0078 | 1.3619 | 6717.0318 | 8.16 | 6749.0006 | 2.2193 | 3.3253 | 5.028 | 2.2193 | 2074.4598 | 486.1421 | 350.7441 | 547.2926 | 801.0223 | 1405.1652 | 1455.4117
Central African Republic | 5261 | 0.9 | 0.1 |  |  |  | 382.7586 | 622980 | 445.3097 |  | 14.8% | 14.61% | 0.85 | 40 | 1985.6957 | 2281.25 | 1733.75 | 2.7122 | 2.3608 | 3.1063 | 4674.432 | [6 empty] | 0 | [6 empty] | 0 | 4.7 | 8.9 |  | 50 | 445 | 4229.432 | 2.7122 | 1985.6957 | 3053.2266 | 11.17% | 6598.6786 | 9.6519 | 5282.2301 | 3289.4346 | 8.1664 | 13150.8681 | 4257.0107 | No Port |  |  |  |  | 124.46 | 37.2466 | 57044.4902 | 3618.8643 | 76857210.7857 | No Port |  | 759.0017 | 0.76627 |  | 80 |  | 114876.7374 | 145078.5728 | 12468.2941 | 5465.9685 | 310425396.8254 | No Port |  | 1897.8881 | 0.46564 |  | No Port | 94.2043 |  | 71829.8635 | 89559.2732 | 5213.9377 | 2177.7609 | 108044444.4444 | No Port |  | 1119.979 | 0.16207 |  | No Port | 251.0508 |  | 48233.4251 | 4441.5485 | 219354838.7097 | No Port |  | 703.8834 | 0.21935 |  | No Port | 206.6193 |  | 53653.5816 | 1502.0318 | 63920000 | No Port |  | 980.0214 | 3.196 |  | No Port | 18.7836 |  | 100853.3611 | 124906.2133 | 6272.5747 | 3235.8782 | 103547089.9471 | No Port |  | 1550.2168 | 1.0355 |  | No Port | 252.4534 |  | 219034.4246 | 269526.0436 | 5376.999 | 1953.8607 | 128282539.6825 | No Port |  | 3352.0815 | 0.19242 |  | No Port | 254.5194 |  | 76795.7945 | 89905.6944 | 6651.855 | 5023.9674 | 40707231.5072 | No Port |  | 1091.7519 | 0.81262 |  | No Port | 236.5137 |  | 59491.9281 | 57801.2402 | 13659984.0902 | No Port |  | 791.6023 | 1.3619 |  | 8.16 |  | 2.7122 |  |  | 2.7122 | 3289.4346 | 742.2139 | 467.3541 | 828.9114 | 1206.2745 | 2101.0345 | 2208.5927
Chad | 4248 | 0.9 | 0.1 |  |  |  | 382.7586 | 1260000 | 633.3012 |  | 4.5% | 7.325% | 0.75 | 40 | 2378.781 | 2646.25 | 2098.75 | 1.5616 | 1.4038 | 1.77 | 10176.6535 | [6 empty] | 0 | [6 empty] | 0 | 14.9 | 33.6 |  | 50 | 1680 | 8496.6535 | 1.5616 | 2378.781 | 1722.7146 | 9.352% | 3213.135 | 4.9358 | 2859.5924 | 1834.5678 | 8.1664 | 6960.6227 | 2346.9788 | No Port |  |  |  |  | 81.716 | 24.5691 | 33087.5422 | 2765.3404 | 76857210.7857 | No Port |  | 759.0017 | 0.76627 |  | 80 |  | 68674.4746 | 87862.2982 | 9759.2891 | 4174.3482 | 310425396.8254 | No Port |  | 1897.8881 | 0.46564 |  | No Port | 94.2043 |  | 40655.9114 | 51919.7563 | 4128.9844 | 1586.1323 | 108044444.4444 | No Port |  | 1119.979 | 0.16207 |  | No Port | 251.0508 |  | 27589.3901 | 3400.0794 | 219354838.7097 | No Port |  | 703.8834 | 0.21935 |  | No Port | 206.6193 |  | 36362.5657 | 1122.3926 | 63920000 | No Port |  | 980.0214 | 3.196 |  | No Port | 18.7836 |  | 57375.4864 | 72656.7394 | 5023.3707 | 2459.4643 | 103547089.9471 | No Port |  | 1550.2168 | 1.0355 |  | No Port | 252.4534 |  | 125142.7942 | 157221.1188 | 4290.1508 | 1452.7433 | 128282539.6825 | No Port |  | 3352.0815 | 0.19242 |  | No Port | 254.5194 |  | 44203.1064 | 52532.0852 | 5266.4715 | 3823.8887 | 40707231.5072 | No Port |  | 1091.7519 | 0.81262 |  | No Port | 236.5137 |  | 34367.9649 | 45273.4793 | 13659984.0902 | No Port |  | 791.6023 | 1.3619 |  | 8.16 |  | 1.5616 |  |  | 1.5616 | 1834.5678 | 430.5067 | 283.0384 | 480.5407 | 701.6782 | 1225.5847 | 1290.4853
Chile | 12264 | 0.3 | 0.7 | San Antonio | 7484 | Panama | 382.7586 | 743532 | 486.4911 | 583.7893 | 9.4% | 10.79% | 0.75 | 40 | 1981.3812 | 2646.25 | 821.25 | 2.4484 | 1.8332 | 5.9071 | 4438.4416 | 3201.2544 | 3971 | 2847.5 | 4.0858 | 3.2938 | 4.5934 | 2148.1941 | 4032.7392 | 4204.8 | 3153.6 | 6.176 | 5.9233 | 7.8977 | 2588.2927 | 18.1 | 20.7 | 25.6 | 50 | 1035 | 8139.9283 | 3.4598 | 5182.6355 | 4527.4784 | 23.58% | 23384.9547 | 27.9124 | 14450.5196 | 2371.3383 | 8.1664 | 25047.0855 | 4213.6363 | 87.3104 | 2.524% | 817.7458 | 0.90506 | 1267.2301 | 109.48 | 32.0615 | 45207.2071 | 3277.3831 | 80579484.3288 | 6319.5309 | 54804.1211 | 795.7305 | 0.76627 | 715.8046 | 80 | 4438.9408 | 100690.8755 | 127032.7553 | 11473.9967 | 4795.4386 | 310425396.8254 | 21191.0298 | 153019.2237 | 1897.8881 | 0.46564 | 492.934 | 354.9143 | 94.2043 | 9921.365 | 52903.5445 | 68367.0411 | 4684.5509 | 1870.3374 | 108044444.4444 | 7831.687 | 78069.0655 | 1119.979 | 0.16207 | 722.5644 | 127.2514 | 251.0508 | 5989.7634 | 35365.5439 | 3901.4785 | 219354838.7097 | 13591.9074 | 52858.9298 | 703.8834 | 0.21935 | 240.9745 | 9268.1369 | 206.6193 | 5038.8164 | 57783.4986 | 1389.3586 | 63920000 | 5107.2802 | 64280.1373 | 980.0214 | 3.196 | 1005.6342 | 852.0902 | 18.7836 | 4890.5382 | 74987.5965 | 95966.3659 | 5771.5406 | 2842.8416 | 103547089.9471 | 7941.0358 | 106750.2434 | 1550.2168 | 1.0355 | 1030.9343 | 132.6015 | 252.4534 | 7701.9502 | 164649.385 | 208687.9058 | 4983.0972 | 1693.755 | 128282539.6825 | 8613.5508 | 218995.2116 | 3352.0815 | 0.19242 | 1707.1319 | 151.0872 | 254.5194 | 14287.5639 | 58435.3603 | 70148.0631 | 6059.0706 | 4473.5113 | 41699203.1609 | #VALUE! |  | 1118.3256 | 0.81262 |  | 44.2844 | 236.5137 |  | 47158.0283 | 52374.8401 | 14196666.4667 | #VALUE! |  | 822.6601 | 1.3619 |  | 8.16 |  | 2.4484 | 4.0858 | 6.176 | 2.4484 | 2371.3383 | 561.0263 | 409.2215 | 632.7678 | 926.7896 | 1626.7834 | 1682.2399
China | 7486 | 1 | 0 | Shanghai | 10525 | Suez | 382.7586 | 9388211 | 1728.6875 | 2074.425 | 8.3% | 10.01% | 0.75 | 40 | 1994.7991 | 2646.25 | 1186.25 | 2.304 | 1.7368 | 3.8745 | 61590.6148 | 3135.9271 | 3971 | 2847.5 | 3.9777 | 3.1412 | 4.3806 | 10205.5925 | 3785.9428 | 4204.8 | 3153.6 | 6.291 | 5.6643 | 7.5524 | 8328.4684 | 1410 | 1364.5 | 25.8919 | 50 | 68225 | 11899.6756 | 3.327 | 5130.7262 | 3908.9525 | 14.89% | 5697.6588 | 9.6066 | 5258.9626 | 2281.8634 | 8.1664 | 14641.9309 | 3359.0765 | 177.5125 | 5.336% | 1836.7387 | 2.0143 | 4104.1953 | 104.8604 | 30.6968 | 44305.8738 | 3220.0028 | 82142992.2432 | 10786.4832 | 58312.3598 | 811.1581 | 0.76627 | 761.6262 | 80 | 4696.8995 | 96871.8159 | 122023.3524 | 11181.5505 | 4657.4497 | 310425396.8254 | 31604.9666 | 158285.7688 | 1897.8881 | 0.46564 | 509.8995 | 480.9413 | 94.2043 | 10394.0458 | 50943.6218 | 65708.3502 | 4566.3401 | 1807.1335 | 108044444.4444 | 13192.0028 | 80707.4866 | 1119.979 | 0.16207 | 746.9841 | 172.628 | 251.0508 | 6234.4368 | 34056.5699 | 3790.2099 | 219354838.7097 | 21164.5073 | 59011.2871 | 703.8834 | 0.21935 | 269.022 | 12573.0623 | 206.6193 | 5734.2049 | 55839.7709 | 1348.1789 | 63920000 | 8190.7589 | 65378.7087 | 980.0214 | 3.196 | 1022.8208 | 1147.9441 | 18.7836 | 4994.685 | 72198.8733 | 92229.649 | 5636.9978 | 2759.8204 | 103547089.9471 | 13323.4929 | 108312.9623 | 1550.2168 | 1.0355 | 1046.0261 | 180.4106 | 252.4534 | 7886.2884 | 158505.6988 | 200554.1962 | 4865.7314 | 1640.2183 | 128282539.6825 | 14269.4334 | 216463.848 | 3352.0815 | 0.19242 | 1687.3991 | 204.9634 | 254.5194 | 14247.0276 | 56802.0428 | 68095.2902 | 5934.1306 | 4368.7647 | 42109148.1576 | 7469.4942 | 79933.5492 | 1129.3075 | 0.81262 | 1969.5767 | 59.8523 | 236.5137 | 6336.7109 | 46011.2959 | 51431.2208 | 14420716.9417 | 10513.4869 | 107956.0036 | 835.6259 | 1.3619 | 7937.9414 | 8.16 | 7969.9102 | 2.304 | 3.9777 | 6.291 | 2.304 | 2281.8634 | 539.375 | 393.0843 | 608.1604 | 890.7025 | 1563.3787 | 1617.1139
Colombia | 8897 | 0 | 1 | Cartagena | 4586 |  | 382.7586 | 1109500 | 594.2767 | 713.1321 | 12.6% | 13.05% | 0.8 | 40 | 1692.537 | 2463.75 | 1368.75 | 3.0982 | 2.1284 | 3.8311 | 6933.4553 | 3383.6103 | 3971 | 2847.5 | 4.3865 | 3.7377 | 5.2124 | 981.169 | 4093.6058 | 4204.8 | 3153.6 | 6.8581 | 6.6767 | 8.9023 | 632.8715 | 49.1 | 54.7 | 7.7747 | 50 | 2735 | 5812.4957 | 3.957 | 5076.1473 | 4780.0363 | 17.22% | 24947.564 | 29.7276 | 15355.1989 | 2719.3406 | 8.1664 | 20583.1527 | 4233.4082 | 109.6393 | 2.771% | 1060.2743 | 1.1699 | 1739.4762 | 123.5281 | 36.1513 | 50666.9228 | 3513.9413 | 79117200.6655 | 4745.4816 | 58926.3457 | 781.3017 | 0.76627 | 769.6456 | 80 | 4742.0455 | 114468.541 | 144430.2496 | 12359.6851 | 5197.4044 | 310425396.8254 | 14690.7455 | 164318.3995 | 1897.8881 | 0.46564 | 529.333 | 234.8137 | 94.2043 | 10512.7598 | 60488.0163 | 78076.4642 | 5053.4936 | 2054.4288 | 108044444.4444 | 5977.9804 | 86108.8734 | 1119.979 | 0.16207 | 796.9764 | 84.0086 | 251.0508 | 6435.0917 | 40371.9206 | 4225.6564 | 219354838.7097 | 9708.4939 | 54306.0709 | 703.8834 | 0.21935 | 247.5718 | 6118.6223 | 206.6193 | 4913.6419 | 64520.2039 | 1516.2368 | 63920000 | 3753.2556 | 69789.6963 | 980.0214 | 3.196 | 1091.8288 | 570.1486 | 18.7836 | 5283.0241 | 85690.1364 | 109551.7506 | 6175.5591 | 3085.5071 | 103547089.9471 | 6050.1317 | 118687.3894 | 1550.2168 | 1.0355 | 1146.2166 | 87.0406 | 252.4534 | 8376.2218 | 188064.2043 | 238154.3777 | 5338.9519 | 1849.7125 | 128282539.6825 | 6491.4202 | 246495.5105 | 3352.0815 | 0.19242 | 1921.5048 | 99.7445 | 254.5194 | 15875.5933 | 66061.3638 | 79260.1073 | 6475.5133 | 4826.7136 | 41312249.8315 | 3328.1143 | 87414.9351 | 1107.9596 | 0.81262 | 2153.9193 | 29.4485 | 236.5137 | 6750.6021 | 53120.9717 | 55921.773 | 13986391.8537 | 4640.03 | 113682.7746 | 810.4915 | 1.3619 | 8359.0275 | 8.16 | 8390.9963 | 3.0982 | 4.3865 | 6.8581 | 3.0982 | 2719.3406 | 640.4034 | 465.2656 | 722.6328 | 1057.9897 | 1856.4832 | 1918.5619
Congo | 5905 | 0.9 | 0.1 | Matadi | 4924 |  | 382.7586 | 2267050 | 849.4848 | 1019.3818 | 32.4% | 27.05% | 0.9 | 40 | 1810.8971 | 2098.75 | 1368.75 | 4.6872 | 4.0443 | 6.2013 | [7 empty] | 0 | [6 empty] | 0 | 5.3 | 11.5 | 3.3994 | 50 | 575 | -575 | 4.6872 | 1810.8971 | 5345.2624 | 12.31% | 12462.005 | 17.8073 | 9414.105 | 5722.6397 | 8.1664 | 23455.467 | 7447.9069 | 157.1943 | 3.354% | 2451.12 | 2.6083 | 4175.4641 | 197.548 | 58.9189 | 100335.9811 | 5199.5743 | 79286373.6442 | 8673.3138 | 114208.8692 | 782.971 | 0.76627 | 1491.6987 | 80 | 8806.9369 | 192941.0629 | 241975.7186 | 17100.113 | 7673.0532 | 310425396.8254 | 25679.6098 | 275328.3816 | 1897.8881 | 0.46564 | 886.939 | 248.8213 | 94.2043 | 17440.3938 | 124001.736 | 152786.5927 | 7068.8298 | 3188.7174 | 108044444.4444 | 11269.9872 | 167245.2972 | 1119.979 | 0.16207 | 1547.9306 | 89.0521 | 251.0508 | 11642.8936 | 82791.3023 | 6221.1859 | 219354838.7097 | 17706.5188 | 106719.007 | 703.8834 | 0.21935 | 486.5131 | 6485.9569 | 206.6193 | 8794.5442 | 83287.3544 | 2151.3116 | 63920000 | 7851.6287 | 93290.2947 | 980.0214 | 3.196 | 1459.4852 | 603.0321 | 18.7836 | 7047.9869 | 173661.3046 | 212712.6837 | 8408.1627 | 4562.6593 | 103547089.9471 | 10896.6052 | 228171.9483 | 1550.2168 | 1.0355 | 2203.5573 | 92.3544 | 252.4534 | 15365.6011 | 376363.2572 | 458339.7038 | 7235.3103 | 2810.1565 | 128282539.6825 | 12185.6791 | 473335.5394 | 3352.0815 | 0.19242 | 3689.7893 | 105.7327 | 254.5194 | 30279.6858 | 133505.465 | 155129.7045 | 9106.3662 | 7161.4757 | 41357195.4144 | 6807.6293 | 169098.8096 | 1109.1637 | 0.81262 | 4166.6243 | 31.1788 | 236.5137 | 12159.1461 | 104316.1916 | 80658.9266 | 14010755.3029 | 8387.969 | 193363.0872 | 811.9015 | 1.3619 | 14217.8741 | 8.16 | 14249.8428 | 4.6872 |  |  | 4.6872 | 5722.6397 | 1265.4883 | 779.4972 | 1414.1087 | 2054.2604 | 3572.8923 | 3750.9725
Congo | 5905 | 0.9 | 0.1 | Matadi | 4924 |  | 382.7586 | 341500 | 329.7011 | 395.6413 | 14.1% | 14.11% | 0.9 | 40 | 1810.8971 | 2098.75 | 1368.75 | 2.734 | 2.3591 | 3.6172 | 19562.6883 | [6 empty] | 0 | [6 empty] | 0 | 84 | 197.4 | 6.464 | 50 | 9870 | 9692.6883 | 2.734 | 1810.8971 | 3117.8952 | 12.31% | 7144.502 | 10.2624 | 5595.8398 | 3434.5543 | 8.1664 | 14406.1823 | 4494.4329 | 59.1331 | 2.163% | 832.9467 | 0.89208 | 1049.3655 | 122.1054 | 36.4933 | 60664.1973 | 3635.9587 | 79286373.6442 | 4559.0143 | 68859.1703 | 782.971 | 0.76627 | 899.3796 | 80 | 5472.4003 | 117171.6677 | 146766.7801 | 12315.7385 | 5378.6796 | 310425396.8254 | 16668.4 | 168813.8597 | 1897.8881 | 0.46564 | 543.8146 | 248.8213 | 94.2043 | 10854.7335 | 74847.7991 | 92221.0437 | 5151.2174 | 2137.7569 | 108044444.4444 | 6174.8043 | 100533.6049 | 1119.979 | 0.16207 | 930.4838 | 89.0521 | 251.0508 | 7512.9869 | 50153.787 | 4371.2093 | 219354838.7097 | 10733.234 | 65258.2302 | 703.8834 | 0.21935 | 297.5008 | 6485.9569 | 206.6193 | 5745.9577 | 53455.8519 | 1482.628 | 63920000 | 3557.1346 | 58495.6145 | 980.0214 | 3.196 | 915.1379 | 603.0321 | 18.7836 | 4438.3859 | 104899.1537 | 128468.8094 | 6199.0762 | 3184.1503 | 103547089.9471 | 6142.1223 | 137795.082 | 1550.2168 | 1.0355 | 1330.748 | 92.3544 | 252.4534 | 9797.5334 | 227444.4258 | 276921.7212 | 5316.165 | 1919.998 | 128282539.6825 | 6809.6788 | 285651.3979 | 3352.0815 | 0.19242 | 2226.7364 | 105.7327 | 254.5194 | 18793.364 | 80890.9737 | 93942.3919 | 6615.4122 | 4996.0573 | 41357195.4144 | 2963.4465 | 101901.8957 | 1109.1636 | 0.81262 | 2510.8806 | 31.1788 | 236.5137 | 7824.6147 | 62779.2689 | 57831.3807 | 14010755.3029 | 4401.7415 | 125012.3911 | 811.9015 | 1.3619 | 9192.0876 | 8.16 | 9224.0563 | 2.734 |  |  | 2.734 | 3434.5543 | 765.1277 | 472.7924 | 853.5473 | 1240.6801 | 2158.686 | 2271.4885
Costa Rica | 9088 | 0 | 1 | Limon/Moin | 4885 |  | 382.7586 | 51060 | 127.4869 | 152.9842 | 14.6% | 14.47% | 0.85 | 40 | 1885.103 | 2281.25 | 1551.25 | 2.8352 | 2.3428 | 3.4454 | 367.5375 | 3472.6302 | 3971 | 2847.5 | 4.5913 | 4.0151 | 5.5993 | 28.5971 | 3551.0724 | 3854.4 | 3153.6 | 8.4634 | 7.7973 | 9.5301 | 98.8619 | 4.9 | 5.8 | 11.9673 | 50 | 290 | 204.9965 | 3.9734 | 5357.7333 | 4818.0207 | 17.53% | 27773.1075 | 32.5911 | 16782.3812 | 2739.1749 | 8.1664 | 22535.3564 | 4396.7869 | 67.3761 | 1.696% | 619.4652 | 0.68684 | 470.4599 | 130.6898 | 38.389 | 51738.2053 | 3687.5668 | 79266835.2384 | 3657.1998 | 59082.9719 | 782.7782 | 0.76627 | 771.6913 | 80 | 4753.5622 | 116642.3741 | 148449.4607 | 12820.4528 | 5447.1888 | 310425396.8254 | 14204.976 | 168101.6254 | 1897.8881 | 0.46564 | 541.5202 | 247.2051 | 94.2043 | 10671.6733 | 60963.3763 | 79635.118 | 5211.1894 | 2168.8868 | 108044444.4444 | 4966.0162 | 86770.021 | 1119.979 | 0.16207 | 803.0956 | 88.4702 | 251.0508 | 6407.5588 | 40797.8262 | 4426.973 | 219354838.7097 | 8925.7485 | 54150.5478 | 703.8834 | 0.21935 | 246.8628 | 6443.5722 | 206.6193 | 4926.0998 | 65856.3159 | 1576.7235 | 63920000 | 2608.2018 | 70041.2412 | 980.0214 | 3.196 | 1095.7641 | 599.2378 | 18.7836 | 5304.0289 | 86498.9691 | 111830.2492 | 6394.5487 | 3234.1201 | 103547089.9471 | 5036.7082 | 120101.0774 | 1550.2168 | 1.0355 | 1159.8692 | 91.7413 | 252.4534 | 8377.6261 | 190074.2168 | 243249.5047 | 5523.0439 | 1946.6161 | 128282539.6825 | 5511.6443 | 250707.7651 | 3352.0815 | 0.19242 | 1954.3405 | 105.0417 | 254.5194 | 15965.2717 | 67002.7386 | 81027.8777 | 6741.1413 | 5064.7582 | 41352006.891 | 2154.5938 | 88247.2297 | 1109.0247 | 0.81262 | 2174.4272 | 30.9792 | 236.5137 | 6753.1766 | 54335.0937 | 58464.5512 | 14007941.9711 | 3540.2292 | 116339.8741 | 811.7387 | 1.3619 | 8554.4025 | 8.16 | 8586.3712 | 2.8352 | 4.5913 | 8.4634 | 2.8352 | 2739.1749 | 652.7094 | 478.213 | 737.0589 | 1079.9941 | 1896.2012 | 1959.4666
Cote d'Ivoire | 5056 | 0.9 | 0.1 |  |  |  | 382.7586 | 318000 | 318.1549 |  | 15% | 14.75% | 0.9 | 40 | 1868.2944 | 2098.75 | 1551.25 | 2.7431 | 2.4419 | 3.3038 | 2419.5635 | [6 empty] | 0 | [6 empty] | 0 | 24.3 | 51.4 | 7.0396 | 50 | 2570 | -150.4365 | 2.7431 | 1868.2944 | 3075.4357 | 10.8% | 6410.479 | 9.4859 | 5196.9608 | 3438.1105 | 8.1664 | 12726.9788 | 4374.5183 | No Port |  |  |  |  | 125.3375 | 37.5021 | 59160.304 | 3635.5046 | 76857210.7857 | No Port |  | 759.0017 | 0.76627 |  | 80 |  | 118067.4886 | 148495.4247 | 12523.6188 | 5491.0909 | 310425396.8254 | No Port |  | 1897.8881 | 0.46564 |  | No Port | 94.2043 |  | 74950.5745 | 92812.7123 | 5235.9552 | 2189.2664 | 108044444.4444 | No Port |  | 1119.979 | 0.16207 |  | No Port | 251.0508 |  | 50272.5089 | 4461.8092 | 219354838.7097 | No Port |  | 703.8834 | 0.21935 |  | No Port | 206.6193 |  | 54073.6701 | 1509.9555 | 63920000 | No Port |  | 980.0214 | 3.196 |  | No Port | 18.7836 |  | 105112.8961 | 129345.8157 | 6297.8147 | 3251.0438 | 103547089.9471 | No Port |  | 1550.2168 | 1.0355 |  | No Port | 252.4534 |  | 228035.1811 | 278904.7965 | 5399.2272 | 1963.6079 | 128282539.6825 | No Port |  | 3352.0815 | 0.19242 |  | No Port | 254.5194 |  | 79900.6229 | 93108.6677 | 6679.1775 | 5047.3413 | 40707231.5072 | No Port |  | 1091.7519 | 0.81262 |  | No Port | 236.5137 |  | 61634.6399 | 58044.6159 | 13659984.0902 | No Port |  | 791.6023 | 1.3619 |  | 8.16 |  | 2.7431 |  |  | 2.7431 | 3438.1105 | 769.7431 | 478.3611 | 859.0235 | 1249.1497 | 2174.1446 | 2287.2759
Cuba | 7672 | 0 | 1 | Havana | 4314 |  | 382.7586 | 104020 | 181.9632 | 218.3558 | 16.8% | 16.02% | 0.8 | 40 | 2118.9976 | 2463.75 | 1916.25 | 2.9056 | 2.499 | 3.2131 | 818.5602 | 2906.2274 | 3723.5 | 2847.5 | 5.9031 | 4.6074 | 6.0249 | 62.2078 | 3296.3455 | 3854.4 | 3153.6 | 9.7781 | 8.3624 | 10.2207 | 427.0745 | 11.5 | 10.8 | 11.9894 | 50 | 540 | 767.8425 | 4.6392 | 5025.225 | 5470.6673 | 15.2% | 25661.2885 | 31.132 | 16055.1297 | 3183.0046 | 8.1664 | 20466.6248 | 4688.5039 | 84.5134 | 1.822% | 740.4851 | 0.825 | 674.5925 | 142.1295 | 41.5512 | 58921.7976 | 3869.3335 | 78981323.6194 | 3699.7059 | 66490.837 | 779.961 | 0.76627 | 868.4465 | 80 | 5298.2581 | 132961.7625 | 167716.5498 | 13531.5083 | 5725.1302 | 310425396.8254 | 14007.3977 | 187449.0778 | 1897.8881 | 0.46564 | 603.8458 | 223.5413 | 94.2043 | 11907.644 | 70601.1736 | 91003.3067 | 5424.8408 | 2296.1092 | 108044444.4444 | 5045.2788 | 98344.6947 | 1119.979 | 0.16207 | 910.2244 | 79.9499 | 251.0508 | 7137.1317 | 47038.272 | 4651.2704 | 219354838.7097 | 8916.3824 | 60605.9248 | 703.8834 | 0.21935 | 276.2917 | 5823.0156 | 206.6193 | 5355.1307 | 73651.9883 | 1684.6617 | 63920000 | 2792.9212 | 78129.5713 | 980.0214 | 3.196 | 1222.3024 | 543.6862 | 18.7836 | 5906.569 | 99961.7993 | 127640.6391 | 6709.2139 | 3404.3135 | 103547089.9471 | 5055.3519 | 136100.3045 | 1550.2168 | 1.0355 | 1314.3808 | 82.7643 | 252.4534 | 9391.3881 | 219295.8724 | 277399.1451 | 5809.8753 | 2054.4643 | 128282539.6825 | 5581.6367 | 285035.246 | 3352.0815 | 0.19242 | 2221.9333 | 94.9256 | 254.5194 | 18139.416 | 76869.6232 | 92166.4397 | 7054.8992 | 5321.892 | 41276116.0772 | 2309.7782 | 99798.1098 | 1106.9916 | 0.81262 | 2459.0429 | 28.056 | 236.5137 | 7512.9489 | 61899.6179 | 61101.213 | 13966816.5326 | 3581.0916 | 126581.9225 | 809.3587 | 1.3619 | 9307.4943 | 8.16 | 9339.463 | 2.9056 | 5.9031 | 9.7781 | 2.9056 | 3183.0046 | 746.0219 | 540.2797 | 842.2766 | 1232.682 | 2162.4076 | 2232.9242
Cyprus | 2918 | 1 | 0 | Famagusta | 3315 |  | 382.7586 | 9240 | 54.2327 | 65.0792 | 8.5% | 10.15% | 0.9 | 40 | 1942.88 | 2098.75 | 1916.25 | 1.9912 | 1.8433 | 2.0189 | 78.5356 | [6 empty] | 0 | [6 empty] | 0 | 1.2 | 1.4 | 19.6675 | 50 | 70 | 8.5356 | 1.9912 | 1942.88 | 2138.6066 | 6.891% | 2464.1146 | 4.6027 | 2688.4643 | 2548.6247 | 8.1664 | 5782.4423 | 2974.4047 | 30.3838 | 1.526% | 407.3786 | 0.43776 | 194.5066 | 98.221 | 29.4738 | 45358.2027 | 3136.6201 | 78484274.6047 | 2425.8825 | 50920.7052 | 775.0564 | 0.76627 | 665.0827 | 80 | 4153.3955 | 89189.9385 | 112630.6652 | 10805.9045 | 4675.8639 | 310425396.8254 | 9732.8065 | 127039.3355 | 1897.8881 | 0.46564 | 409.2427 | 182.1402 | 94.2043 | 8171.3631 | 55862.2215 | 69622.6517 | 4548.4315 | 1815.856 | 108044444.4444 | 3312.4142 | 74750.9219 | 1119.979 | 0.16207 | 691.8535 | 65.0432 | 251.0508 | 5860.4308 | 37632.8419 | 3804.4577 | 219354838.7097 | 6041.9359 | 47479.2355 | 703.8834 | 0.21935 | 216.4495 | 4737.3134 | 206.6193 | 4310.1019 | 42909.4594 | 1268.7253 | 63920000 | 1664.6549 | 45842.8395 | 980.0214 | 3.196 | 717.1909 | 446.4951 | 18.7836 | 3477.9177 | 78460.1429 | 97128.4234 | 5506.5384 | 2760.8058 | 103547089.9471 | 3395.6693 | 103284.8984 | 1550.2168 | 1.0355 | 997.4679 | 67.0585 | 252.4534 | 7598.7616 | 170405.8771 | 209594.2318 | 4709.9873 | 1647.3187 | 128282539.6825 | 3685.0468 | 214926.5973 | 3352.0815 | 0.19242 | 1675.4158 | 77.2267 | 254.5194 | 14322.9328 | 60550.9693 | 70834.9993 | 5832.1149 | 4318.2673 | 41143675.2266 | 1369.0672 | 76522.3338 | 1103.4437 | 0.81262 | 1885.5237 | 22.9418 | 236.5137 | 6153.5913 | 46942.1702 | 50611.3694 | 13895155.2167 | 2369.3203 | 99922.86 | 805.2117 | 1.3619 | 7347.2691 | 8.16 | 7379.2378 | 1.9912 |  |  | 1.9912 | 2548.6247 | 577.9273 | 362.8268 | 644.389 | 938.0121 | 1633.8485 | 1721.6498
Denmark | 535 | 1 | 0 | Copenhagen | 608 |  | 382.7586 | 42262 | 115.9845 | 139.1814 | 7% | 9.093% | 0.9 | 40 | 1183.4221 | 1186.25 | 1003.75 | 3.0241 | 3.0169 | 3.5654 | 189.0284 | 3458.497 | 3971 | 2847.5 | 3.3996 | 2.9609 | 4.1291 | 665.1373 | 4193.8166 | 4204.8 | 3854.4 | 5.3723 | 5.3583 | 5.8454 | 1073.0299 | 5.7 | 6.3 | 36.1356 | 50 | 315 | 1612.1956 | 3.3039 | 4641.9191 | 3386.1804 | 2.43% | 688.1923 | 4.0744 | 2417.0517 | 2294.7224 | 8.1664 | 1083.7287 | 2375.0088 | 55.1428 | 1.669% | 425.0046 | 0.48015 | 350.1014 | 100.1373 | 29.2289 | 41345.6317 | 2990.6931 | 77153081.7005 | 1099.7109 | 45436.0357 | 761.9212 | 0.76627 | 593.4467 | 80 | 3750.111 | 95813.6812 | 119748.1986 | 10878.1524 | 4495.0292 | 310425396.8254 | 3398.8433 | 127642.0711 | 1897.8881 | 0.46564 | 411.1844 | 69.9551 | 94.2043 | 8189.7338 | 51165.6071 | 65215.9077 | 4523.1441 | 1732.7107 | 108044444.4444 | 1342.254 | 68290.8724 | 1119.979 | 0.16207 | 632.0628 | 24.6505 | 251.0508 | 5365.3973 | 34129.3267 | 3659.2997 | 219354838.7097 | 2188.7017 | 39977.3281 | 703.8834 | 0.21935 | 182.2496 | 1795.3755 | 206.6193 | 3542.1721 | 54850.5154 | 1308.0721 | 63920000 | 816.781 | 56975.3685 | 980.0214 | 3.196 | 891.3543 | 183.1356 | 18.7836 | 4293.4927 | 72389.5217 | 91451.0588 | 5493.2459 | 2663.0937 | 103547089.9471 | 1404.2708 | 95518.4234 | 1550.2168 | 1.0355 | 922.4636 | 24.5004 | 252.4534 | 7001.8593 | 158691.2472 | 198705.1244 | 4744.4615 | 1577.2071 | 128282539.6825 | 1452.2025 | 201734.5339 | 3352.0815 | 0.19242 | 1572.5798 | 29.2678 | 254.5194 | 13296.3917 | 54981.7366 | 65391.4603 | 5679.0876 | 4132.1526 | 40786930.9487 | 747.5824 | 70271.1953 | 1093.8869 | 0.81262 | 1731.4946 | 9.0838 | 236.5137 | 5686.1205 | 43346.2103 | 48414.724 | 13702816.4666 | 1121.5078 | 92882.4421 | 794.081 | 1.3619 | 6829.5913 | 8.16 | 6861.5601 | 3.0241 | 3.3996 | 5.3723 | 3.0241 | 2294.7224 | 535.8909 | 385.7552 | 603.6026 | 883.1833 | 1548.9647 | 1603.2454
Djibouti | 5585 | 0.9 | 0.1 | Djibouti | 4651 | Suez | 382.7586 | 23180 | 85.8977 | 103.0773 | 12% | 12.63% | 0.85 | 40 | 2278.0524 | 2281.25 | 2098.75 | 2.1126 | 2.1096 | 2.2931 | 179.603 | [6 empty] | 0 | [6 empty] | 0 | 1 | 1.3 |  | 50 | 65 | 114.603 | 2.1126 | 2278.0524 | 2393.7341 | 11.75% | 6203.2688 | 8.597 | 4740.3268 | 2581.805 | 8.1664 | 12636.8508 | 3511.5857 | 33.7866 | 1.599% | 513.5784 | 0.54736 | 303.9295 | 111.2627 | 33.49 | 47479.1296 | 3449.4787 | 79149705.8734 | 3818.5904 | 54747.1987 | 781.6224 | 0.76627 | 715.0611 | 80 | 4434.7553 | 93848.7389 | 120649.9779 | 11641.4184 | 5113.4406 | 310425396.8254 | 15455.0042 | 141218.4227 | 1897.8881 | 0.46564 | 454.919 | 237.5075 | 94.2043 | 9000.1777 | 56707.1807 | 72440.3354 | 4887.4245 | 2016.3458 | 108044444.4444 | 5358.4573 | 79815.1384 | 1119.979 | 0.16207 | 738.7251 | 84.9785 | 251.0508 | 6099.3963 | 38362.028 | 4157.1688 | 219354838.7097 | 9797.5084 | 52316.7051 | 703.8834 | 0.21935 | 238.5026 | 6189.2635 | 206.6193 | 4772.5592 | 46151.285 | 1380.4912 | 63920000 | 2557.284 | 50089.0602 | 980.0214 | 3.196 | 783.6211 | 576.4723 | 18.7836 | 3805.9414 | 79922.9497 | 101267.5544 | 5900.3089 | 3021.8382 | 103547089.9471 | 5343.3652 | 109632.7579 | 1550.2168 | 1.0355 | 1058.772 | 88.0625 | 252.4534 | 7880.0319 | 174110.9624 | 218917.4428 | 5044.1944 | 1817.0791 | 128282539.6825 | 5948.5201 | 226683.042 | 3352.0815 | 0.19242 | 1767.0608 | 100.8961 | 254.5194 | 14788.1118 | 62351.1256 | 74160.0841 | 6307.3708 | 4741.498 | 41320889.4177 | 2131.6735 | 81033.2555 | 1108.191 | 0.81262 | 1996.6736 | 29.7813 | 236.5137 | 6377.4779 | 49306.5754 | 55160.5435 | 13991073.8399 | 3732.7783 | 108199.8973 | 810.7625 | 1.3619 | 7955.8748 | 8.16 | 7987.8435 | 2.1126 |  |  | 2.1126 | 2581.805 | 599.8649 | 388.6601 | 670.4679 | 977.9855 | 1706.5256 | 1794.7359
Dominican Republic | 7075 | 0.9 | 0.1 | Santo Domingo | 4043 |  | 382.7586 | 48310 | 124.0063 | 148.8075 | 15.3% | 14.96% | 0.85 | 40 | 2172.0363 | 2281.25 | 1916.25 | 2.5266 | 2.4056 | 2.8639 | 385.5281 | 3047.7208 | 3971 | 2847.5 | 5.3579 | 4.1122 | 5.7347 | 22.736 | 3884.6767 | 4204.8 | 3504 | 7.915 | 7.3124 | 8.7748 | 282.3383 | 10.8 | 13.3 | 8.5015 | 50 | 665 | 25.6024 | 4.1798 | 5219.7571 | 4880.3658 | 14.36% | 8881.298 | 13.7617 | 7393.4131 | 2880.6754 | 8.1664 | 17989.2546 | 4204.0152 | 70.5381 | 1.688% | 632.4592 | 0.703 | 460.6312 | 134.2996 | 39.3893 | 53805.5822 | 3734.9461 | 78846178.1936 | 3212.6065 | 60753.1348 | 778.6274 | 0.76627 | 793.5055 | 80 | 4876.3682 | 121787.8267 | 154525.0563 | 13044.9707 | 5535.5978 | 310425396.8254 | 12423.7227 | 172484.3767 | 1897.8881 | 0.46564 | 555.6387 | 212.3104 | 94.2043 | 10932.9837 | 64033.1656 | 83250.9301 | 5243.3957 | 2209.3555 | 108044444.4444 | 4377.5886 | 89837.8742 | 1119.979 | 0.16207 | 831.49 | 75.9062 | 251.0508 | 6591.4562 | 42786.9821 | 4498.3163 | 219354838.7097 | 7830.39 | 55115.6884 | 703.8834 | 0.21935 | 251.2627 | 5528.4958 | 206.6193 | 4929.781 | 68283.2588 | 1610.7174 | 63920000 | 2335.5555 | 72229.5317 | 980.0214 | 3.196 | 1129.9989 | 517.321 | 18.7836 | 5462.1274 | 90785.2092 | 116857.2586 | 6494.0455 | 3288.2157 | 103547089.9471 | 4427.2162 | 124572.6905 | 1550.2168 | 1.0355 | 1203.0535 | 78.5038 | 252.4534 | 8654.3179 | 199372.2801 | 254102.5871 | 5613.5952 | 1980.9209 | 128282539.6825 | 4853.2909 | 260936.7989 | 3352.0815 | 0.19242 | 2034.0788 | 90.1244 | 254.5194 | 16606.1058 | 70001.1819 | 84397.4575 | 6833.3575 | 5139.1799 | 41240146.5981 | 1929.1587 | 91465.7962 | 1106.0281 | 0.81262 | 2253.7332 | 26.6687 | 236.5137 | 6963.5379 | 56553.549 | 59180.7991 | 13947340.4262 | 3118.3876 | 118852.7357 | 808.2316 | 1.3619 | 8739.1717 | 8.16 | 8771.1405 | 2.5266 | 5.3579 | 7.915 | 2.5266 | 2880.6754 | 682.4121 | 497.7848 | 770.5249 | 1128.5422 | 1980.8042 | 2046.4878
Ecuador | 9724 | 0.1 | 0.9 | Guayaquil | 5677 | Panama | 382.7586 | 248360 | 281.168 | 337.4016 | 14.7% | 14.54% | 0.85 | 40 | 1605.9473 | 2281.25 | 1368.75 | 3.3408 | 2.3518 | 3.9197 | 1546.024 | 3598.3632 | 3971 | 2847.5 | 4.4462 | 4.029 | 5.6186 | 4121.6286 | 3153.6 | 3153.6 | 3153.6 | 9.5615 | 9.5615 | 9.5615 | 5.4242 | 16.6 | 23 | 11.3951 | 50 | 1150 | 4523.0767 | 4.1051 | 5204.3105 | 5058.4152 | 18.85% | 27799.5166 | 32.8579 | 16915.3562 | 2829.8256 | 8.1664 | 24188.2626 | 4608.9748 | 84.192 | 2.051% | 797.5425 | 0.88173 | 942.0398 | 131.7675 | 38.6425 | 53392.8455 | 3709.556 | 79664560.7572 | 5208.5533 | 62310.9548 | 786.7027 | 0.76627 | 813.8524 | 80 | 4990.9138 | 119645.7047 | 151730.4714 | 12884.746 | 5460.3201 | 310425396.8254 | 18115.3776 | 175306.1691 | 1897.8881 | 0.46564 | 564.7288 | 280.0276 | 94.2043 | 11187.1768 | 62920.3738 | 81755.1223 | 5275.3857 | 2174.8761 | 108044444.4444 | 6616.6377 | 90546.6361 | 1119.979 | 0.16207 | 838.0499 | 100.2881 | 251.0508 | 6678.4142 | 42045.0666 | 4437.6144 | 219354838.7097 | 11624.5463 | 58107.2273 | 703.8834 | 0.21935 | 264.9006 | 7304.3091 | 206.6193 | 5280.3216 | 67201.0923 | 1588.1121 | 63920000 | 4426.2542 | 73215.4585 | 980.0214 | 3.196 | 1145.4233 | 676.2902 | 18.7836 | 5547.7608 | 89204.0235 | 114756.449 | 6420.4026 | 3242.9081 | 103547089.9471 | 6620.2371 | 124619.5942 | 1550.2168 | 1.0355 | 1203.5065 | 104.1927 | 252.4534 | 8695.7797 | 195892.9508 | 249532.4661 | 5549.2849 | 1951.7147 | 128282539.6825 | 7298.615 | 258782.7959 | 3352.0815 | 0.19242 | 2017.2878 | 119.0733 | 254.5194 | 16527.4759 | 69140.8265 | 83324.4585 | 6769.4602 | 5086.3883 | 41457501.5542 | #VALUE! |  | 1111.8507 | 0.81262 |  | 35.0337 | 236.5137 |  | 55994.3855 | 58737.7313 | 14065185.1538 | #VALUE! |  | 815.0513 | 1.3619 |  | 8.16 |  | 3.3408 | 4.4462 | 9.5615 | 3.3408 | 2829.8256 | 670.2208 | 488.7824 | 756.6805 | 1108.2537 | 1945.1787 | 2009.8765
Egypt | 3528 | 0.9 | 0.1 | Alexandria | 3159 |  | 382.7586 | 995450 | 562.9046 | 675.4855 | 12% | 12.63% | 0.75 | 40 | 2448.5369 | 2646.25 | 1916.25 | 2.2275 | 2.0611 | 2.8463 | 8299.511 | [6 empty] | 0 | 3494.3827 | 3854.4 | 3153.6 | 7.8641 | 7.1296 | 8.7139 | 252.0848 | 97.6 | 153.4 | 10.2926 | 50 | 7670 | 881.5958 | 2.2275 | 2448.5369 | 2422.3256 | 8.041% | 4075.3803 | 6.4977 | 3661.9179 | 2536.6636 | 8.1664 | 8012.3025 | 3126.4039 | 60.1194 | 2.699% | 1001.0391 | 1.0612 | 1594.8758 | 111.8951 | 33.6144 | 46470.4944 | 3429.3724 | 78406940.2132 | 3737.0532 | 53636.92 | 774.2934 | 0.76627 | 700.5596 | 80 | 4353.1172 | 94116.8971 | 121081.0743 | 11677.6729 | 5114.0049 | 310425396.8254 | 10744.5741 | 136939.6532 | 1897.8881 | 0.46564 | 441.1355 | 175.6751 | 94.2043 | 8671.6594 | 55821.7645 | 71650.5689 | 4900.0807 | 2016.5799 | 108044444.4444 | 4585.3831 | 78252.5319 | 1119.979 | 0.16207 | 724.2624 | 62.7155 | 251.0508 | 5976.7421 | 37753.8898 | 4157.6746 | 219354838.7097 | 7201.7161 | 49113.2805 | 703.8834 | 0.21935 | 223.8988 | 4567.7743 | 206.6193 | 4417.7862 | 47274.357 | 1387.8416 | 63920000 | 3004.3098 | 51666.5084 | 980.0214 | 3.196 | 808.2996 | 431.3181 | 18.7836 | 3913.5769 | 78758.5324 | 100232.9017 | 5913.4067 | 3023.0311 | 103547089.9471 | 4668.2504 | 107924.1832 | 1550.2168 | 1.0355 | 1042.2715 | 64.606 | 252.4534 | 7744.0106 | 171776.2028 | 216855.0842 | 5059.1659 | 1817.3018 | 128282539.6825 | 4942.1794 | 223614.5654 | 3352.0815 | 0.19242 | 1743.1411 | 74.4629 | 254.5194 | 14541.5999 | 61163.0767 | 72987.0034 | 6298.1215 | 4727.5827 | 41123032.1682 | 2722.5192 | 80437.1053 | 1102.8907 | 0.81262 | 1981.9844 | 22.1432 | 236.5137 | 6332.3242 | 48404.4359 | 54913.499 | 13883998.0999 | 3685.645 | 107003.58 | 804.566 | 1.3619 | 7867.9103 | 8.16 | 7899.879 | 2.2275 |  | 7.8641 | 2.2275 | 2536.6636 | 592.6834 | 390.0489 | 663.1583 | 967.9934 | 1690.4489 | 1774.8449
El Salvador | 9082 | 0 | 1 | Acajutla | 5670 | Panama | 382.7586 | 20850 | 81.4663 | 97.7596 | 13% | 13.34% | 0.85 | 40 | 2229.5109 | 2281.25 | 2098.75 | 2.2504 | 2.1993 | 2.3906 | 167.4905 | 3218.6954 | 3971 | 2847.5 | 4.6797 | 3.7932 | 5.2898 | 41.3763 | [6 empty] | 0 | 6.4 | 7 | 8.0642 | 50 | 350 | -141.1331 | 3.6856 | 5448.2064 | 4468.4592 | 17.52% | 25916.797 | 30.3853 | 15682.9746 | 2542.3796 | 8.1664 | 21303.3973 | 4109.4063 | 58.5652 | 1.589% | 531.3673 | 0.58993 | 304.3701 | 123.4498 | 36.3017 | 48488.2735 | 3561.5904 | 79661036.7801 | 4423.4383 | 56473.3023 | 786.6679 | 0.76627 | 737.606 | 80 | 4561.6747 | 108960.3431 | 138901.869 | 12365.2271 | 5246.0131 | 310425396.8254 | 16611.2234 | 160759.1055 | 1897.8881 | 0.46564 | 517.8671 | 279.7375 | 94.2043 | 10252.6676 | 56676.7322 | 74253.3323 | 4998.5532 | 2076.7611 | 108044444.4444 | 5689.1441 | 82019.2375 | 1119.979 | 0.16207 | 759.125 | 100.1836 | 251.0508 | 6130.7619 | 37982.661 | 4264.7113 | 219354838.7097 | 10420.9939 | 52668.3662 | 703.8834 | 0.21935 | 240.1058 | 7296.7016 | 206.6193 | 4879.8459 | 62104.4143 | 1510.7741 | 63920000 | 3617.3801 | 67232.5685 | 980.0214 | 3.196 | 1051.8237 | 675.6092 | 18.7836 | 5098.994 | 80464.3873 | 104309.928 | 6188.0663 | 3112.3799 | 103547089.9471 | 5741.8263 | 113164.1342 | 1550.2168 | 1.0355 | 1092.876 | 104.0827 | 252.4534 | 7971.4787 | 176894.9793 | 226951.411 | 5340.0035 | 1868.5613 | 128282539.6825 | 6329.8935 | 235149.8658 | 3352.0815 | 0.19242 | 1833.0621 | 118.9493 | 254.5194 | 15043.9392 | 62582.5587 | 75818.4359 | 6525.8327 | 4882.6634 | 41456567.9741 | #VALUE! |  | 1111.8257 | 0.81262 |  | 34.9979 | 236.5137 |  | 50849.5886 | 56604.3336 | 14064678.1934 | #VALUE! |  | 815.022 | 1.3619 |  | 8.16 |  | 2.2504 | 4.6797 |  | 2.2504 | 2542.3796 | 608.6824 | 447.4565 | 687.248 | 1007.3671 | 1769.1528 | 1828.8643
Eritrea | 5112 | 0.9 | 0.1 | Massawa | 4334 | Suez | 382.7586 | 101000 | 179.3023 | 215.1627 | 14.4% | 14.33% | 0.8 | 40 | 2360.2225 | 2463.75 | 1916.25 | 2.3876 | 2.2872 | 2.9407 | 1011.2588 | [6 empty] | 0 | 3459.4594 | 3854.4 | 3153.6 | 8.6303 | 7.746 | 9.4673 | 118.6595 | 5.1 | 9.6 | 1.6398 | 50 | 480 | 649.9182 | 2.3876 | 2360.2225 | 2679.7789 | 10.9% | 6323.7095 | 9.0035 | 4949.1384 | 2800.2418 | 8.1664 | 12601.7571 | 3727.4421 | 43.3482 | 1.816% | 673.1117 | 0.71646 | 607.7577 | 121.2605 | 36.4515 | 51431.908 | 3649.4489 | 78991306.6253 | 4026.099 | 59107.4559 | 780.0595 | 0.76627 | 772.0111 | 80 | 4755.3624 | 102466.4226 | 131843.81 | 12274.8183 | 5414.4345 | 310425396.8254 | 15500.3453 | 152758.5899 | 1897.8881 | 0.46564 | 492.0944 | 224.3702 | 94.2043 | 9682.7724 | 61460.3546 | 78705.788 | 5140.9886 | 2154.215 | 108044444.4444 | 5581.1025 | 86441.1055 | 1119.979 | 0.16207 | 800.0514 | 80.2484 | 251.0508 | 6483.5619 | 41533.0021 | 4399.8716 | 219354838.7097 | 9959.6386 | 55892.5122 | 703.8834 | 0.21935 | 254.8041 | 5844.7514 | 206.6193 | 5010.1545 | 50247.6478 | 1469.3919 | 63920000 | 2843.2647 | 54560.3043 | 980.0214 | 3.196 | 853.5717 | 545.6319 | 18.7836 | 4139.017 | 86649.8029 | 110046.0617 | 6192.1715 | 3202.8218 | 103547089.9471 | 5534.4277 | 118783.3112 | 1550.2168 | 1.0355 | 1147.1429 | 83.0788 | 252.4534 | 8409.7962 | 188849.7215 | 237963.0232 | 5298.3389 | 1933.8577 | 128282539.6825 | 6164.3276 | 246061.2085 | 3352.0815 | 0.19242 | 1918.1192 | 95.2799 | 254.5194 | 15905.9865 | 67485.2212 | 80416.0841 | 6631.2714 | 5021.9408 | 41278771.8941 | 2403.8513 | 87841.8762 | 1107.0628 | 0.81262 | 2164.4392 | 28.1584 | 236.5137 | 6798.6949 | 53532.175 | 58092.5263 | 13968254.9608 | 3940.1899 | 115564.8911 | 809.442 | 1.3619 | 8497.4185 | 8.16 | 8529.3872 | 2.3876 |  | 8.6303 | 2.3876 | 2800.2418 | 651.1085 | 424.7198 | 728.4575 | 1062.7634 | 1854.9915 | 1948.122
Ethiopia | 5741 | 0.9 | 0.1 |  |  |  | 382.7586 | 1000000 | 564.1896 |  | 11% | 11.92% | 0.8 | 40 | 2241.3458 | 2463.75 | 1916.25 | 2.1844 | 1.9872 | 2.5549 | 9119.1683 | [6 empty] | 0 | [6 empty] | 0 | 105 | 190.9 | 5.8964 | 50 | 9545 | -425.8317 | 2.1844 | 2241.3458 | 2482.8395 | 12.02% | 6081.6226 | 8.5645 | 4723.6106 | 2586.4679 | 8.1664 | 12511.8822 | 3507.0597 | No Port |  |  |  |  | 108.122 | 32.4577 | 45876.323 | 3303.1699 | 76857210.7857 | No Port |  | 759.0017 | 0.76627 |  | 80 |  | 93793.1025 | 119785.0618 | 11436.2686 | 4988.9412 | 310425396.8254 | No Port |  | 1897.8881 | 0.46564 |  | No Port | 94.2043 |  | 56812.4389 | 72070.5215 | 4802.2879 | 1959.2797 | 108044444.4444 | No Port |  | 1119.979 | 0.16207 |  | No Port | 251.0508 |  | 38351.3902 | 4056.8625 | 219354838.7097 | No Port |  | 703.8834 | 0.21935 |  | No Port | 206.6193 |  | 46264.9171 | 1355.364 | 63920000 | No Port |  | 980.0214 | 3.196 |  | No Port | 18.7836 |  | 80009.3955 | 100709.487 | 5799.9305 | 2948.362 | 103547089.9471 | No Port |  | 1550.2168 | 1.0355 |  | No Port | 252.4534 |  | 174212.6415 | 217666.163 | 4962.569 | 1768.7823 | 128282539.6825 | No Port |  | 3352.0815 | 0.19242 |  | No Port | 254.5194 |  | 61323.953 | 72606.4456 | 6135.6939 | 4580.3651 | 40707231.5072 | No Port |  | 1091.7519 | 0.81262 |  | No Port | 236.5137 |  | 47858.7014 | 53177.9329 | 13659984.0902 | No Port |  | 791.6023 | 1.3619 |  | 8.16 |  | 2.1844 |  |  | 2.1844 | 2586.4679 | 596.9033 | 385.8739 | 667.0451 | 972.596 | 1696.7715 | 1783.6252
Fiji | 16136 | 0.4 | 0.6 | Suva | 11152 | Panama | 382.7586 | 18270 | 76.2596 | 91.5115 | 10.4% | 11.5% | 0.9 | 40 | 1960.8856 | 2098.75 | 1733.75 | 2.1602 | 2.0183 | 2.4432 | 142.9866 | [6 empty] | 0 | 3692.7513 | 3854.4 | 3153.6 | 7.0127 | 6.7186 | 8.2117 | 1151.5476 | 0.9 | 1 |  | 50 | 50 | 1244.5341 | 2.1602 | 1960.8856 | 3096.279 | 30.23% | 29528.2476 | 32.6245 | 16799.0269 | 2744.612 | 8.1664 | 34227.3821 | 5261.9317 | 34.0659 | 1.577% | 468.3942 | 0.50246 | 266.2969 | 105.8679 | 31.7656 | 51313.4341 | 3403.0283 | 82469112.8377 | 7824.312 | 62540.7744 | 814.376 | 0.76627 | 816.8542 | 80 | 5007.8123 | 95970.8756 | 121382.0206 | 11291.986 | 4913.9117 | 310425396.8254 | 30673.5462 | 156969.4785 | 1897.8881 | 0.46564 | 505.6593 | 506.9258 | 94.2043 | 10269.3442 | 60082.2897 | 74999.4163 | 4743.8077 | 1924.9033 | 108044444.4444 | 10277.0241 | 87201.3436 | 1119.979 | 0.16207 | 807.0877 | 181.9838 | 251.0508 | 6705.798 | 40454.3361 | 3996.3831 | 219354838.7097 | 19128.535 | 63579.2542 | 703.8834 | 0.21935 | 289.8466 | 13254.479 | 206.6193 | 6120.189 | 45676.5978 | 1335.9909 | 63920000 | 5800.3538 | 52812.9425 | 980.0214 | 3.196 | 826.235 | 1208.9438 | 18.7836 | 4056.7378 | 84390.1631 | 104627.692 | 5732.0471 | 2903.579 | 103547089.9471 | 10318.0771 | 117849.3481 | 1550.2168 | 1.0355 | 1138.1232 | 190.268 | 252.4534 | 8569.4341 | 183296.7978 | 225779.3103 | 4904.8421 | 1739.674 | 128282539.6825 | 11495.5256 | 239014.51 | 3352.0815 | 0.19242 | 1863.1882 | 216.0717 | 254.5194 | 15869.6313 | 66771.4857 | 78204.3116 | 6162.1501 | 4615.8752 | 42194171.3496 | #VALUE! |  | 1131.5852 | 0.81262 |  | 63.0621 | 236.5137 |  | 52691.9259 | 54208.8831 | 14467350.0159 | #VALUE! |  | 838.3246 | 1.3619 |  | 8.16 |  | 2.1602 |  | 7.0127 | 2.1602 | 2744.612 | 622.214 | 391.0183 | 694.1534 | 1010.4359 | 1760.0159 | 1853.4387
Finland | 1636 | 0.9 | 0.1 | Helsinki | 1158 |  | 382.7586 | 303890 | 311.0164 | 373.2197 | 5.4% | 7.962% | 0.9 | 40 | 1044.1511 | 1186.25 | 1003.75 | 3.1313 | 2.7562 | 3.2573 | 1419.3869 | 3029.3371 | 3285.5 | 2847.5 | 3.5903 | 3.3104 | 3.8196 | 82.8762 | 3846.4461 | 4204.8 | 3504 | 5.4457 | 4.9816 | 5.9779 | 504.9614 | 5.5 | 5.9 | 70.6488 | 50 | 295 | 1712.2245 | 3.4727 | 4073.4882 | 3637.269 | 4.526% | 1497.7769 | 5.135 | 2961.9195 | 2414.8592 | 8.1664 | 2889.1019 | 2627.8936 | 73.6124 | 2.12% | 528.4583 | 0.60207 | 731.8576 | 95.4087 | 27.6355 | 42702.5017 | 2866.0523 | 77421709.1594 | 1776.3373 | 47344.8913 | 764.5718 | 0.76627 | 618.3785 | 80 | 3890.468 | 98307.972 | 121024.0402 | 10566.9117 | 4296.0947 | 310425396.8254 | 5086.6106 | 130406.7455 | 1897.8881 | 0.46564 | 420.0905 | 92.7485 | 94.2043 | 8476.0287 | 53709.8182 | 67044.8515 | 4386.2078 | 1641.5148 | 108044444.4444 | 2151.6812 | 70838.0475 | 1119.979 | 0.16207 | 655.638 | 32.8574 | 251.0508 | 5602.523 | 35647.4144 | 3499.0468 | 219354838.7097 | 3376.6883 | 42523.1496 | 703.8834 | 0.21935 | 193.8555 | 2393.1094 | 206.6193 | 3773.3159 | 55558.9113 | 1271.3149 | 63920000 | 1400.0781 | 58230.3043 | 980.0214 | 3.196 | 910.9872 | 236.6442 | 18.7836 | 4391.5473 | 75768.247 | 93859.4068 | 5338.7819 | 2546.0911 | 103547089.9471 | 2218.6481 | 98624.146 | 1550.2168 | 1.0355 | 952.457 | 33.1472 | 252.4534 | 7299.4539 | 165707.5685 | 203684.4346 | 4620.8807 | 1500.0365 | 128282539.6825 | 2314.3973 | 207498.8684 | 3352.0815 | 0.19242 | 1617.5145 | 39.012 | 254.5194 | 13867.324 | 57254.1096 | 67151.3754 | 5484.5989 | 3952.3466 | 40859161.8975 | 1284.6652 | 72388.3872 | 1095.8219 | 0.81262 | 1783.6625 | 11.8994 | 236.5137 | 5878.6045 | 44612.0102 | 46534.8615 | 13741678.5468 | 1783.5229 | 92930.3946 | 796.33 | 1.3619 | 6833.1172 | 8.16 | 6865.086 | 3.1313 | 3.5903 | 5.4457 | 3.1313 | 2414.8592 | 551.5572 | 389.8651 | 620.5303 | 906.4418 | 1587.7799 | 1643.4839
France | 693 | 1 | 0 | Marseille | 2051 |  | 382.7586 | 547557 | 417.4839 | 500.9807 | 6.3% | 8.598% | 0.9 | 40 | 1468.9957 | 1916.25 | 1186.25 | 2.3441 | 1.797 | 2.9029 | 3193.0482 | 3123.578 | 3285.5 | 2847.5 | 3.6407 | 3.4613 | 3.9937 | 416.6513 | 4000.3743 | 4204.8 | 3153.6 | 5.4589 | 5.1935 | 6.9246 | 2997.1604 | 65 | 70.6 | 44.658 | 50 | 3530 | 3076.8598 | 3.226 | 4592.5737 | 3316.5936 | 2.732% | 762.071 | 4.0787 | 2419.2564 | 2241.7379 | 8.1664 | 1330.6663 | 2340.1815 | 76.2934 | 2.365% | 639.4119 | 0.71571 | 965.3462 | 97.2339 | 28.3676 | 40710.185 | 2948.2488 | 77859856.0057 | 2449.9637 | 46108.3976 | 768.8951 | 0.76627 | 602.2285 | 80 | 3799.5493 | 93518.965 | 116705.3469 | 10694.132 | 4407.2505 | 310425396.8254 | 7178.15 | 128290.7474 | 1897.8881 | 0.46564 | 413.274 | 129.7568 | 94.2043 | 8289.7612 | 50004.0462 | 63615.1682 | 4384.3893 | 1692.5035 | 108044444.4444 | 2991.908 | 68299.5797 | 1119.979 | 0.16207 | 632.1434 | 46.1823 | 251.0508 | 5392.6672 | 33350.4511 | 3588.5214 | 219354838.7097 | 4747.9636 | 41686.9362 | 703.8834 | 0.21935 | 190.0434 | 3363.6121 | 206.6193 | 3783.1901 | 53678.0832 | 1282.2889 | 63920000 | 1908.1701 | 56868.5422 | 980.0214 | 3.196 | 889.6831 | 323.5226 | 18.7836 | 4295.8033 | 70733.2078 | 89198.9271 | 5408.3799 | 2610.3306 | 103547089.9471 | 3082.4301 | 94891.6879 | 1550.2168 | 1.0355 | 916.411 | 47.1865 | 252.4534 | 6998.8936 | 155036.3145 | 193799.454 | 4670.6338 | 1543.1511 | 128282539.6825 | 3227.8003 | 198570.4054 | 3352.0815 | 0.19242 | 1547.9145 | 54.8329 | 254.5194 | 13154.6566 | 53954.6149 | 64085.824 | 5596.0327 | 4061.6802 | 40976711.2435 | 1739.6468 | 69887.1509 | 1098.9709 | 0.81262 | 1722.0316 | 16.471 | 236.5137 | 5677.9789 | 42578.1067 | 47746.3552 | 13805011.3213 | 2437.4586 | 92761.9205 | 799.9951 | 1.3619 | 6820.7295 | 8.16 | 6852.6982 | 2.3441 | 3.6407 | 5.4589 | 2.3441 | 2241.7379 | 522.8649 | 375.953 | 588.787 | 861.4335 | 1510.7236 | 1563.9572
Gabon | 5916 | 0.9 | 0.1 | Port Gentil | 4533 |  | 382.7586 | 257670 | 286.3894 | 343.6673 | 13.5% | 13.69% | 0.9 | 40 | 1623.2167 | 1733.75 | 1368.75 | 2.9787 | 2.7888 | 3.5325 | 1718.9946 | [6 empty] | 0 | [6 empty] | 0 | 2 | 3.5 | 16.6879 | 50 | 175 | 1543.9946 | 2.9787 | 1623.2167 | 3397.6734 | 12.33% | 6982.2964 | 10.38 | 5656.2369 | 3747.9731 | 8.1664 | 14144.1278 | 4788.5829 | 61.4499 | 2.063% | 765.7117 | 0.82716 | 912.6861 | 121.3298 | 36.092 | 64858.2682 | 3581.2982 | 79090706.2994 | 4296.8638 | 72736.4302 | 781.0403 | 0.76627 | 950.0211 | 80 | 5757.4929 | 124765.4986 | 154160.7569 | 12256.2211 | 5304.9695 | 310425396.8254 | 16174.2252 | 175639.9516 | 1897.8881 | 0.46564 | 565.8041 | 232.6173 | 94.2043 | 11371.1993 | 81486.224 | 98742.1481 | 5122.3282 | 2103.9278 | 108044444.4444 | 5925.0167 | 106771.0926 | 1119.979 | 0.16207 | 988.2146 | 83.2178 | 251.0508 | 7980.1864 | 54381.9956 | 4311.9125 | 219354838.7097 | 10396.4302 | 69090.3382 | 703.8834 | 0.21935 | 314.9707 | 6061.0224 | 206.6193 | 5996.4851 | 55493.3497 | 1480.4407 | 63920000 | 3390.8805 | 60364.6709 | 980.0214 | 3.196 | 944.3785 | 564.9923 | 18.7836 | 4575.7681 | 113935.9736 | 137346.4649 | 6161.8164 | 3142.1563 | 103547089.9471 | 5855.5457 | 146344.1669 | 1550.2168 | 1.0355 | 1413.3103 | 86.2073 | 252.4534 | 10437.742 | 246558.7454 | 295701.9237 | 5293.4424 | 1891.4103 | 128282539.6825 | 6549.6069 | 304142.9409 | 3352.0815 | 0.19242 | 2370.8834 | 98.8055 | 254.5194 | 20177.5256 | 87267.2172 | 100214.2227 | 6544.7256 | 4923.5151 | 41305206.5827 | 2782.9162 | 107920.6541 | 1107.7709 | 0.81262 | 2659.1838 | 29.1772 | 236.5137 | 8274.8371 | 67009.4322 | 57018.0559 | 13982575.3939 | 4140.5762 | 128168.0642 | 810.2707 | 1.3619 | 9424.1224 | 8.16 | 9456.0911 | 2.9787 |  |  | 2.9787 | 3747.9731 | 820.0492 | 496.6113 | 913.9031 | 1326.4155 | 2305.0832 | 2426.1886
Gambia | 4678 | 0.9 | 0.1 | Banjul | 2667 |  | 382.7586 | 10120 | 56.7565 | 68.1078 | 20.8% | 18.85% | 0.9 | 40 | 2095.4196 | 2098.75 | 1916.25 | 2.9808 | 2.9761 | 3.2595 | 83.2422 | [13 empty] | 0 | 2.1 | 4.6 |  | 50 | 230 | -146.7578 | 2.9808 | 2095.4196 | 3316.6757 | 10.13% | 7324.8675 | 10.6415 | 5790.6072 | 3692.1669 | 8.1664 | 14047.9764 | 4725.7069 | 45.6579 | 1.532% | 670.4503 | 0.71611 | 303.2064 | 147.1506 | 44.1971 | 65794.759 | 4162.2773 | 78163538.2283 | 2446.8586 | 72403.8949 | 771.8916 | 0.76627 | 945.6778 | 80 | 5733.0418 | 129791.955 | 165840.5544 | 13919.7136 | 6216.3975 | 310425396.8254 | 9932.3067 | 181989.2585 | 1897.8881 | 0.46564 | 586.2576 | 155.2854 | 94.2043 | 11398.4565 | 80519.7309 | 101681.3717 | 5801.7397 | 2521.5811 | 108044444.4444 | 3462.0549 | 107665.0077 | 1119.979 | 0.16207 | 996.4881 | 55.3741 | 251.0508 | 7775.93 | 54190.0921 | 5046.4627 | 219354838.7097 | 6265.2066 | 65501.7614 | 703.8834 | 0.21935 | 298.611 | 4033.0741 | 206.6193 | 5583.5053 | 59802.9755 | 1697.505 | 63920000 | 1860.6985 | 63361.1789 | 980.0214 | 3.196 | 991.2575 | 383.4523 | 18.7836 | 4787.1576 | 113204.5254 | 141913.7618 | 6954.5137 | 3683.9912 | 103547089.9471 | 3444.3462 | 149042.0991 | 1550.2168 | 1.0355 | 1439.3654 | 56.871 | 252.4534 | 10262.7944 | 246107.1724 | 306373.4484 | 5957.817 | 2244.996 | 128282539.6825 | 3850.2155 | 312468.6599 | 3352.0815 | 0.19242 | 2435.7848 | 65.7463 | 254.5194 | 19992.2573 | 87253.6973 | 103036.2171 | 7474.4424 | 5754.9092 | 41057994.9565 | 1490.004 | 110281.1303 | 1101.1484 | 0.81262 | 2717.3464 | 19.6245 | 236.5137 | 8246.435 | 68626.4503 | 65679.8563 | 13848868.9176 | 2376.4381 | 136682.7447 | 802.5331 | 1.3619 | 10050.2018 | 8.16 | 10082.1705 | 2.9808 |  |  | 2.9808 | 3692.1669 | 841.7577 | 534.2364 | 941.1069 | 1370.5239 | 2388.2708 | 2509.5287
Georgia | 3033 | 1 | 0 | Poti | 3764 |  | 382.7586 | 69490 | 148.7258 | 178.4709 | 17.8% | 16.73% | 0.9 | 40 | 1461.289 | 1733.75 | 1368.75 | 3.8775 | 3.2682 | 4.1397 | 415.9967 | [6 empty] | 0 | [6 empty] | 0 | 3.9 | 3.4 | 12.0022 | 50 | 170 | 245.9967 | 3.8775 | 1461.289 | 4173.934 | 7.101% | 3773.7409 | 7.9477 | 4406.767 | 4829.5571 | 8.1664 | 8409.9221 | 5448.5342 | 67.6566 | 1.745% | 724.7024 | 0.79236 | 611.0876 | 141.4761 | 41.8372 | 81663.5152 | 3938.0248 | 78707284.8195 | 3842.4973 | 89444.0373 | 777.2569 | 0.76627 | 1168.2416 | 80 | 6985.9934 | 156754.2414 | 191340.653 | 13519.1257 | 5846.2436 | 310425396.8254 | 15724.6647 | 212911.5614 | 1897.8881 | 0.46564 | 685.8703 | 200.7479 | 94.2043 | 13780.7741 | 104592.6087 | 124895.9001 | 5621.3364 | 2351.7705 | 108044444.4444 | 5586.5527 | 132834.2233 | 1119.979 | 0.16207 | 1229.4406 | 71.743 | 251.0508 | 9690.1463 | 69470.7261 | 4748.5417 | 219354838.7097 | 10063.8418 | 84283.1096 | 703.8834 | 0.21935 | 384.2318 | 5225.2817 | 206.6193 | 7052.1491 | 66799.7439 | 1665.6853 | 63920000 | 3141.8207 | 71607.25 | 980.0214 | 3.196 | 1120.2636 | 490.1776 | 18.7836 | 5413.4604 | 145912.3346 | 173457.0794 | 6731.003 | 3470.6322 | 103547089.9471 | 5412.2839 | 182339.9955 | 1550.2168 | 1.0355 | 1760.9379 | 74.1175 | 252.4534 | 12797.3152 | 315177.2869 | 372999.068 | 5801.6692 | 2101.4251 | 128282539.6825 | 6217.3839 | 381317.877 | 3352.0815 | 0.19242 | 2972.4846 | 85.1814 | 254.5194 | 25234.9463 | 110827.2448 | 126023.073 | 7141.5478 | 5425.9935 | 41203148.0357 | 2463.0047 | 133912.0712 | 1105.0369 | 0.81262 | 3299.6169 | 25.2404 | 236.5137 | 10027.2637 | 84425.6555 | 62220.4216 | 13927317.7521 | 3676.3762 | 150322.4533 | 807.0729 | 1.3619 | 11053.1216 | 8.16 | 11085.0903 | 3.8775 |  |  | 3.8775 | 4829.5571 | 1037.5598 | 616.3821 | 1155.9678 | 1675.1517 | 2907.6371 | 3058.5787
Germany | 372 | 1 | 0 | Hamburg | 305 |  | 382.7586 | 349130 | 333.364 | 400.0368 | 9.2% | 10.65% | 0.9 | 40 | 1173.9905 | 1551.25 | 1003.75 | 3.4106 | 2.5812 | 3.9891 | 1670.4873 | 3103.6795 | 3971 | 2847.5 | 4.1787 | 3.266 | 4.5547 | 238.6287 | 4204.8 | 4204.8 | 4204.8 | 5.8762 | 5.8762 | 5.8762 | 522.8248 | 82.1 | 79.2 | 44.9732 | 50 | 3960 | -1528.0592 | 3.9679 | 4277.67 | 4053.7524 | 2.117% | 651.4342 | 4.7052 | 2741.1008 | 2752.0968 | 8.1664 | 872.2274 | 2816.8317 | 86.1551 | 2.171% | 672.3793 | 0.75853 | 913.386 | 111.5676 | 32.3892 | 48636.6906 | 3173.1964 | 77005490.7738 | 1523.6409 | 53333.528 | 760.4648 | 0.76627 | 696.597 | 80 | 4330.8089 | 112365.5364 | 139245.3427 | 11588.6712 | 4772.9623 | 310425396.8254 | 3382.0155 | 147400.3206 | 1897.8881 | 0.46564 | 474.8333 | 57.398 | 94.2043 | 9456.8654 | 61085.0197 | 76864.2958 | 4770.9389 | 1859.9297 | 108044444.4444 | 1716.2768 | 80440.5023 | 1119.979 | 0.16207 | 744.5131 | 20.1292 | 251.0508 | 6140.1553 | 40553.8954 | 3883.5896 | 219354838.7097 | 2398.3771 | 46835.8622 | 703.8834 | 0.21935 | 213.5164 | 1466.0784 | 206.6193 | 4022.2631 | 62629.5639 | 1415.9015 | 63920000 | 1297.6293 | 65343.0946 | 980.0214 | 3.196 | 1022.2637 | 153.6572 | 18.7836 | 4918.9046 | 86233.8646 | 107641.0407 | 5807.7172 | 2833.2695 | 103547089.9471 | 1766.9241 | 112241.2343 | 1550.2168 | 1.0355 | 1083.9632 | 19.7368 | 252.4534 | 8069.264 | 188712.1504 | 233649.9802 | 5031.0714 | 1685.0519 | 128282539.6825 | 1803.7646 | 237138.7966 | 3352.0815 | 0.19242 | 1848.5664 | 23.8997 | 254.5194 | 15550.3407 | 65067.3426 | 76746.6695 | 5993.2508 | 4389.7609 | 40747192.8267 | 1242.535 | 82378.9653 | 1092.8224 | 0.81262 | 2029.8321 | 7.5326 | 236.5137 | 6487.0889 | 51029.0391 | 51060.3454 | 13681453.9646 | 1551.2565 | 103640.641 | 792.8448 | 1.3619 | 7620.6354 | 8.16 | 7652.6041 | 3.4106 | 4.1787 | 5.8762 | 3.4106 | 2752.0968 | 631.6003 | 448.563 | 711.4137 | 1039.5371 | 1821.3701 | 1883.4836
Ghana | 4947 | 0.9 | 0.1 | Tema | 3973 |  | 382.7586 | 227540 | 269.1249 | 322.9499 | 19.4% | 17.86% | 0.85 | 40 | 1963.7131 | 2281.25 | 1733.75 | 3.2219 | 2.7734 | 3.6493 | 1800.4403 | 3077.9934 | 3971 | 2847.5 | 6.039 | 4.6809 | 6.5278 | 17.3599 | [6 empty] | 0 | 28.8 | 51.3 | 3.9961 | 50 | 2565 | -747.1998 | 4.9418 | 5041.7064 | 5528.2843 | 10.61% | 7367.0942 | 12.8954 | 6948.4023 | 3401.3976 | 8.1664 | 14327.5363 | 4455.4934 | 99.978 | 2.023% | 928.1863 | 1.0282 | 1031.4388 | 152.9862 | 44.7645 | 62917.1131 | 4084.6324 | 78811307.3774 | 3923.6529 | 70925.3984 | 778.2834 | 0.76627 | 926.3669 | 80 | 5624.3288 | 142007.3166 | 179559.5814 | 14219.1711 | 6051.23 | 310425396.8254 | 13903.4515 | 199514.2629 | 1897.8881 | 0.46564 | 642.7124 | 209.4094 | 94.2043 | 12614.6395 | 75372.2345 | 97416.5732 | 5701.5308 | 2445.4772 | 108044444.4444 | 5253.6213 | 105115.6717 | 1119.979 | 0.16207 | 972.8929 | 74.8617 | 251.0508 | 7523.235 | 50225.574 | 4914.2191 | 219354838.7097 | 9001.2802 | 64141.0733 | 703.8834 | 0.21935 | 292.4078 | 5452.4206 | 206.6193 | 5587.8185 | 78135.5503 | 1781.2708 | 63920000 | 3094.3965 | 83011.2176 | 980.0214 | 3.196 | 1298.6736 | 510.5108 | 18.7836 | 6270.2531 | 106737.6203 | 136644.3814 | 7025.9329 | 3600.4277 | 103547089.9471 | 5240.2328 | 145485.0419 | 1550.2168 | 1.0355 | 1405.0133 | 77.4033 | 252.4534 | 9926.0983 | 234193.3787 | 296973.4919 | 6085.8096 | 2180.9835 | 128282539.6825 | 5773.8994 | 304928.3748 | 3352.0815 | 0.19242 | 2377.0061 | 88.8842 | 254.5194 | 19268.8029 | 82032.6116 | 98542.5964 | 7405.0536 | 5624.7767 | 41230860.6837 | 2610.6264 | 106777.9995 | 1105.7793 | 0.81262 | 2631.0286 | 26.3104 | 236.5137 | 7940.3199 | 66196.6983 | 64261.5958 | 13942314.1128 | 3808.7761 | 134267.0702 | 807.9408 | 1.3619 | 9872.5787 | 8.16 | 9904.5474 | 3.2219 | 6.039 |  | 3.2219 | 3401.3976 | 798.326 | 578.4307 | 901.6343 | 1319.6352 | 2314.9954 | 2390.0204
Greenland | 3170 | 0 | 1 | Nuuk | 2199 |  | 382.7586 | 410450 | 361.4558 | 433.747 | 8% | 9.8% | 0.9 | 40 | 1337.03 | 1551.25 | 638.75 | 2.8212 | 2.4316 | 5.9054 | 11055.9712 | 2859.846 | 3285.5 | 2847.5 | 4.3039 | 3.7463 | 4.3225 | 2159.5883 | 3854.4 | 3854.4 | 3854.4 | 6.1022 | 6.1022 | 6.1022 | 7548.6111 | 0.1 | 0.1 |  | 50 | 5 | 20759.1706 | 3.8315 | 4196.8761 | 4135.5536 | 7.351% | 7269.4976 | 11.4051 | 6182.8212 | 2659.4306 | 8.1664 | 6194.7925 | 3115.5305 | 85.6738 | 2.236% | 655.7288 | 0.7414 | 921.2528 | 106.5749 | 30.9097 | 47455.0863 | 3095.99 | 77932710.7604 | 2563.3796 | 53114.4559 | 769.614 | 0.76627 | 693.7356 | 80 | 4314.7007 | 108371.3061 | 133964.6251 | 11272.3244 | 4622.4708 | 310425396.8254 | 7953.1098 | 146540.2058 | 1897.8881 | 0.46564 | 472.0626 | 135.8903 | 94.2043 | 9481.7926 | 59054.132 | 74078.2004 | 4595.3375 | 1790.9973 | 108044444.4444 | 3219.2305 | 79088.4282 | 1119.979 | 0.16207 | 731.999 | 48.3907 | 251.0508 | 6090.5029 | 39193.5738 | 3762.2431 | 219354838.7097 | 5226.2631 | 48182.0801 | 703.8834 | 0.21935 | 219.6536 | 3524.4568 | 206.6193 | 4272.601 | 60592.3211 | 1371.5227 | 63920000 | 2011.5475 | 63975.3913 | 980.0214 | 3.196 | 1000.8666 | 337.9213 | 18.7836 | 4829.8757 | 83339.7942 | 103722.4071 | 5661.9135 | 2742.7893 | 103547089.9471 | 3283.7647 | 109748.9612 | 1550.2168 | 1.0355 | 1059.8942 | 49.5133 | 252.4534 | 7959.4657 | 182329.108 | 225116.1803 | 4904.1449 | 1626.6648 | 128282539.6825 | 3491.6173 | 230234.4624 | 3352.0815 | 0.19242 | 1794.7451 | 57.4549 | 254.5194 | 15198.2407 | 63225.681 | 74413.9125 | 5847.5813 | 4265.7747 | 40996225.7485 | 1794.3373 | 80474.0245 | 1099.4937 | 0.81262 | 1982.8941 | 17.2286 | 236.5137 | 6382.2483 | 49628.979 | 49862.4364 | 13815535.8431 | 2537.237 | 102028.6524 | 800.6041 | 1.3619 | 7502.1068 | 8.16 | 7534.0755 | 2.8212 | 4.3039 | 6.1022 | 2.8212 | 2659.4306 | 608.9239 | 431.5518 | 685.6271 | 1001.6931 | 1754.8466 | 1815.1406
Grenada | 7382 | 0 | 1 | St George | 3985 |  | 382.7586 | 340 | 10.4031 | 12.4838 | 11% | 11.92% | 0.9 | 40 | 1916.25 | 1916.25 | 1916.25 | 2.2711 | 2.2711 | 2.2711 | 1.3683 | [6 empty] | 0 | #N/A | #N/A | #N/A | #N/A | #N/A | #N/A | #N/A | 0.1 | 0.1 |  | 50 | 5 | -3.6317 | 2.2711 | 1916.25 | 2662.8756 | 14.71% | 19274.0717 | 21.9369 | 11472.3375 | 2879.4376 | 8.1664 | 16069.6345 | 4061.6288 | 32.3434 | 1.424% | 417.2956 | 0.44964 | 102.9854 | 108.5988 | 32.5515 | 51201.1237 | 3357.2455 | 78817284.1361 | 2820.5953 | 57378.9645 | 778.3423 | 0.76627 | 749.435 | 80 | 4628.2675 | 99999.803 | 126114.632 | 11463.6077 | 4989.3667 | 310425396.8254 | 11916.5892 | 143020.5879 | 1897.8881 | 0.46564 | 460.7245 | 209.9067 | 94.2043 | 9177.1805 | 62963.7647 | 78293.9755 | 4811.8317 | 1959.4563 | 108044444.4444 | 3970.8974 | 84224.3292 | 1119.979 | 0.16207 | 779.5341 | 75.0407 | 251.0508 | 6451.1237 | 42340.1404 | 4057.244 | 219354838.7097 | 7380.0147 | 53777.399 | 703.8834 | 0.21935 | 245.1617 | 5465.462 | 206.6193 | 4826.7425 | 47111.8121 | 1360.9068 | 63920000 | 1954.3524 | 50427.0713 | 980.0214 | 3.196 | 788.9091 | 511.6783 | 18.7836 | 3826.528 | 88382.4244 | 109180.3698 | 5809.8075 | 2949.2616 | 103547089.9471 | 4020.6644 | 116150.2957 | 1550.2168 | 1.0355 | 1121.7147 | 77.5919 | 252.4534 | 8397.3703 | 191871.8913 | 235530.8271 | 4973.8588 | 1768.9502 | 128282539.6825 | 4440.4724 | 241740.2497 | 3352.0815 | 0.19242 | 1884.4361 | 89.0968 | 254.5194 | 15977.1373 | 68231.2627 | 79713.1815 | 6177.9458 | 4619.0984 | 41232452.4062 | 1553.3623 | 85885.6423 | 1105.8219 | 0.81262 | 2116.2373 | 26.3718 | 236.5137 | 6757.5508 | 53017.4762 | 53811.6255 | 13943175.6378 | 2728.4951 | 109557.5967 | 807.9906 | 1.3619 | 8055.7056 | 8.16 | 8087.6744 | 2.2711 |  | #N/A | #N/A | 2879.4376 | 649.618 | 406.2639 | 724.646 | 1054.4031 | 1836.0318 | 1933.2632
Guatemala | 8997 | 0 | 1 | Puerto Quetzal | 5729 | Panama | 382.7586 | 107160 | 184.6892 | 221.627 | 12.9% | 13.27% | 0.85 | 40 | 2020.1186 | 2281.25 | 1733.75 | 2.4735 | 2.1903 | 2.882 | 838.1616 | 3136.2929 | 3971 | 2847.5 | 4.7851 | 3.7793 | 5.2704 | 54.0226 | 3504 | 3504 | 3504 | 8.0968 | 8.0968 | 8.0968 | 5.4662 | 16.9 | 27 | 8.9272 | 50 | 1350 | -452.3495 | 3.8795 | 5156.4115 | 4695.6973 | 17.38% | 25564.5619 | 30.2603 | 15620.6761 | 2676.2577 | 8.1664 | 21035.5853 | 4223.5924 | 70.9189 | 1.828% | 638.7828 | 0.7097 | 597.612 | 124.1628 | 36.4005 | 50481.8356 | 3555.526 | 79690743.7538 | 4817.7904 | 58855.1521 | 786.961 | 0.76627 | 768.7157 | 80 | 4736.8107 | 113186.2192 | 143311.4551 | 12403.5952 | 5234.4797 | 310425396.8254 | 17443.1244 | 165989.0592 | 1897.8881 | 0.46564 | 534.7148 | 282.1826 | 94.2043 | 10627.5639 | 59560.0287 | 77244.4722 | 5013.7518 | 2071.4348 | 108044444.4444 | 6161.6375 | 85477.5445 | 1119.979 | 0.16207 | 791.1332 | 101.064 | 251.0508 | 6378.6934 | 39805.395 | 4255.5022 | 219354838.7097 | 11061.3077 | 55122.2049 | 703.8834 | 0.21935 | 251.2924 | 7360.8221 | 206.6193 | 5064.99 | 63939.8288 | 1520.1996 | 63920000 | 4011.3028 | 69471.3313 | 980.0214 | 3.196 | 1086.8481 | 681.3492 | 18.7836 | 5267.3233 | 84430.1774 | 108422.0255 | 6199.3015 | 3106.9697 | 103547089.9471 | 6191.8188 | 117720.8141 | 1550.2168 | 1.0355 | 1136.8819 | 105.0103 | 252.4534 | 8297.063 | 185389.9401 | 235753.4996 | 5356.1571 | 1864.0933 | 128282539.6825 | 6827.0682 | 244444.6611 | 3352.0815 | 0.19242 | 1905.5178 | 119.9946 | 254.5194 | 15706.3903 | 65443.277 | 78762.8898 | 6522.8333 | 4873.14 | 41464437.3793 | #VALUE! |  | 1112.0365 | 0.81262 |  | 35.2999 | 236.5137 |  | 52883.7752 | 56492.2702 | 14068951.7177 | #VALUE! |  | 815.2693 | 1.3619 |  | 8.16 |  | 2.4735 | 4.7851 | 8.0968 | 2.4735 | 2676.2577 | 633.4718 | 461.6615 | 714.9324 | 1047.0794 | 1837.7676 | 1899.5287
Guinea | 4883 | 0.9 | 0.1 | Conakry | 3015 |  | 382.7586 | 28120 | 94.6091 | 113.5309 | 16.9% | 16.09% | 0.9 | 40 | 2001.4601 | 2098.75 | 1733.75 | 2.7441 | 2.6169 | 3.1678 | 1971.0354 | [6 empty] | 0 | [6 empty] | 0 | 12.7 | 26.9 |  | 50 | 1345 | 626.0354 | 2.7441 | 2001.4601 | 3065.8777 | 10.49% | 6670.2956 | 9.7362 | 5325.5186 | 3424.3004 | 8.1664 | 13067.0953 | 4385.7167 | 44.4409 | 1.62% | 634.7216 | 0.67916 | 393.4503 | 132.0603 | 39.6121 | 60750.0039 | 3840.9596 | 78335622.2571 | 2691.3465 | 67282.3099 | 773.5896 | 0.76627 | 878.784 | 80 | 5356.4546 | 119392.9091 | 151553.1367 | 12956.7161 | 5728.314 | 310425396.8254 | 10620.6896 | 167902.1403 | 1897.8881 | 0.46564 | 540.8776 | 169.7074 | 94.2043 | 10614.689 | 74714.132 | 93593.1785 | 5412.835 | 2297.9716 | 108044444.4444 | 3746.6989 | 99637.849 | 1119.979 | 0.16207 | 922.1932 | 60.5668 | 251.0508 | 7341.7633 | 50232.3035 | 4652.9954 | 219354838.7097 | 6716.6973 | 61601.9962 | 703.8834 | 0.21935 | 280.8326 | 4411.2767 | 206.6193 | 5324.5669 | 55199.4897 | 1566.4787 | 63920000 | 2032.6538 | 58798.6223 | 980.0214 | 3.196 | 919.8783 | 417.3086 | 18.7836 | 4447.4553 | 104943.1546 | 130555.6776 | 6504.1814 | 3392.0737 | 103547089.9471 | 3745.6454 | 137693.3966 | 1550.2168 | 1.0355 | 1329.766 | 62.3421 | 252.4534 | 9644.7847 | 227961.3697 | 281727.0412 | 5572.2017 | 2055.6378 | 128282539.6825 | 4157.3801 | 287940.0592 | 3352.0815 | 0.19242 | 2244.5772 | 71.9117 | 254.5194 | 18652.692 | 80825.8583 | 94921.7551 | 6959.8067 | 5302.3624 | 41103986.2303 | 1652.1842 | 101876.3017 | 1102.3805 | 0.81262 | 2510.2499 | 21.406 | 236.5137 | 7748.015 | 63196.4048 | 60942.0985 | 13873707.1744 | 2614.8378 | 126753.341 | 803.9705 | 1.3619 | 9320.0986 | 8.16 | 9352.0673 | 2.7441 |  |  | 2.7441 | 3424.3004 | 775.5093 | 488.2111 | 866.247 | 1260.8339 | 2196.1449 | 2309.3078
Guyana | 7845 | 0 | 1 | Georgetown | 4091 |  | 382.7586 | 196850 | 250.3184 | 300.3821 | 13.8% | 13.9% | 0.9 | 40 | 1832.3899 | 2098.75 | 1733.75 | 2.6703 | 2.3314 | 2.8223 | 1554.7196 | [6 empty] | 0 | 3449.4662 | 3854.4 | 3153.6 | 8.4831 | 7.5919 | 9.279 | 1009.7967 | 0.8 | 0.8 |  | 50 | 40 | 2524.5164 | 2.6703 | 1832.3899 | 3159.686 | 15.49% | 23243.3641 | 26.4031 | 13698.2431 | 3357.1995 | 8.1664 | 18911.8678 | 4748.3785 | 52.8647 | 1.98% | 735.3908 | 0.78826 | 809.0259 | 120.6943 | 36.0914 | 59121.9433 | 3597.4711 | 78870098.5272 | 3759.8501 | 66479.2645 | 778.8635 | 0.76627 | 868.2953 | 80 | 5297.4072 | 114895.5121 | 144127.028 | 12227.3122 | 5340.9114 | 310425396.8254 | 13916.4453 | 163384.3847 | 1897.8881 | 0.46564 | 526.3242 | 214.2996 | 94.2043 | 10475.9792 | 73195.7138 | 90355.5161 | 5116.2924 | 2120.4635 | 108044444.4444 | 5108.0088 | 97583.9884 | 1119.979 | 0.16207 | 903.1838 | 76.6224 | 251.0508 | 7309.5872 | 49075.257 | 4340.7423 | 219354838.7097 | 8922.6225 | 62338.6218 | 703.8834 | 0.21935 | 284.1908 | 5580.6617 | 206.6193 | 5464.7147 | 52657.2262 | 1469.6398 | 63920000 | 2906.2273 | 57033.0933 | 980.0214 | 3.196 | 892.2574 | 521.9909 | 18.7836 | 4322.7379 | 102613.6407 | 125893.7269 | 6159.2511 | 3161.223 | 103547089.9471 | 5098.3396 | 134153.2895 | 1550.2168 | 1.0355 | 1295.5776 | 79.2584 | 252.4534 | 9548.841 | 222541.5041 | 271410.9368 | 5280.5765 | 1905.3438 | 128282539.6825 | 5637.4752 | 278953.7559 | 3352.0815 | 0.19242 | 2174.5263 | 90.9748 | 254.5194 | 18342.9617 | 78974.4831 | 91831.0955 | 6564.1252 | 4951.3932 | 41246515.2909 | 2416.8213 | 99199.31 | 1106.1987 | 0.81262 | 2444.2884 | 26.9144 | 236.5137 | 7639.4185 | 61247.9452 | 57307.8424 | 13950788.0884 | 3642.0628 | 122197.8504 | 808.4312 | 1.3619 | 8985.1361 | 8.16 | 9017.1048 | 2.6703 |  | 8.4831 | 2.6703 | 3357.1995 | 749.6116 | 464.2888 | 836.281 | 1215.8113 | 2115.7278 | 2226.3965
Haiti | 7514 | 0.3 | 0.7 | Port au Prince | 4189 |  | 382.7586 | 27560 | 93.6623 | 112.3947 | 16% | 15.46% | 0.85 | 40 | 2228.7104 | 2281.25 | 2098.75 | 2.5266 | 2.4684 | 2.6831 | 237.0163 | [6 empty] | 0 | 3683.4413 | 4204.8 | 3504 | 8.5355 | 7.4772 | 8.9726 | 39.5602 | 11 | 14 | 4.5706 | 50 | 700 | -423.4235 | 2.5266 | 2228.7104 | 2984.7491 | 15.35% | 19472.7278 | 22.4575 | 11731.7694 | 3055.8159 | 8.1664 | 19489.4768 | 4489.4661 | 40.8633 | 1.617% | 612.9687 | 0.65383 | 375.5911 | 127.6822 | 38.3779 | 55598.1907 | 3783.0386 | 78918958.4107 | 3277.3587 | 62658.588 | 779.3456 | 0.76627 | 818.3929 | 80 | 5016.4751 | 109808.1118 | 140840.2089 | 12683.1288 | 5614.8799 | 310425396.8254 | 13093.1349 | 159548.2237 | 1897.8881 | 0.46564 | 513.9664 | 218.361 | 94.2043 | 10075.1827 | 66900.3507 | 85117.1497 | 5305.1593 | 2246.0377 | 108044444.4444 | 4542.5185 | 91905.7059 | 1119.979 | 0.16207 | 850.6287 | 78.0847 | 251.0508 | 6819.1075 | 45140.0718 | 4561.4787 | 219354838.7097 | 8225.9485 | 57927.499 | 703.8834 | 0.21935 | 264.0812 | 5687.167 | 206.6193 | 5148.1988 | 52546.2322 | 1525.8295 | 63920000 | 2384.9408 | 56457.0024 | 980.0214 | 3.196 | 883.2447 | 531.5251 | 18.7836 | 4280.2321 | 94201.4812 | 118915.5569 | 6381.7045 | 3323.0183 | 103547089.9471 | 4569.8724 | 126808.4476 | 1550.2168 | 1.0355 | 1224.6452 | 80.7991 | 252.4534 | 8907.9122 | 205071.8386 | 256951.4943 | 5462.0053 | 2011.6244 | 128282539.6825 | 5051.6867 | 264014.8054 | 3352.0815 | 0.19242 | 2058.0728 | 92.711 | 254.5194 | 17028.8228 | 73184.258 | 86837.1012 | 6845.4814 | 5208.9751 | 41259521.0927 | 1935.8838 | 93981.9601 | 1106.5471 | 0.81262 | 2315.732 | 27.4161 | 236.5137 | 7199.0285 | 57857.9001 | 60053.9711 | 13957829.7118 | 3169.6809 | 121081.5521 | 808.8387 | 1.3619 | 8903.0553 | 8.16 | 8935.024 | 2.5266 |  | 8.5355 | 2.5266 | 3055.8159 | 704.4973 | 453.7007 | 787.7976 | 1148.4201 | 2003.0122 | 2104.6561
Honduras | 8782 | 0 | 1 | La Ceiba | 4856 |  | 382.7586 | 111890 | 188.7212 | 226.4654 | 15.9% | 15.39% | 0.85 | 40 | 1912.7906 | 2281.25 | 1733.75 | 2.9332 | 2.4595 | 3.2361 | 822.6714 | 3142.4454 | 3971 | 2847.5 | 5.3016 | 4.1954 | 5.8508 | 79.3782 | 3836.317 | 4204.8 | 3504 | 8.1696 | 7.4536 | 8.9444 | 1465.9334 | 9.3 | 13.2 | 7.6991 | 50 | 660 | 1707.983 | 4.4055 | 5055.236 | 5309.8209 | 17.03% | 28299.0095 | 33.6088 | 17289.604 | 3035.5776 | 8.1664 | 22742.753 | 4708.4393 | 80.9448 | 1.837% | 724.434 | 0.80538 | 679.4636 | 137.6623 | 40.2994 | 56602.0335 | 3800.4892 | 79252309.8016 | 3975.6439 | 64378.1666 | 782.6349 | 0.76627 | 840.8526 | 80 | 5142.9147 | 127281.3773 | 160885.0728 | 13252.812 | 5611.6166 | 310425396.8254 | 15094.6938 | 181591.3832 | 1897.8881 | 0.46564 | 584.9759 | 246.0032 | 94.2043 | 11551.0761 | 67389.1343 | 87115.541 | 5343.6127 | 2244.1424 | 108044444.4444 | 5403.2619 | 94762.9453 | 1119.979 | 0.16207 | 877.0737 | 88.0374 | 251.0508 | 6921.8967 | 44951.6075 | 4559.6825 | 219354838.7097 | 9582.2378 | 59093.5277 | 703.8834 | 0.21935 | 269.397 | 6412.0553 | 206.6193 | 5287.2368 | 70840.4675 | 1642.9767 | 63920000 | 2955.4176 | 75438.8617 | 980.0214 | 3.196 | 1180.2075 | 596.4164 | 18.7836 | 5708.643 | 95457.9587 | 122220.0647 | 6584.8912 | 3335.09 | 103547089.9471 | 5430.2847 | 130985.4394 | 1550.2168 | 1.0355 | 1264.9843 | 91.2854 | 252.4534 | 9079.2771 | 209485.3246 | 265664.1946 | 5697.5691 | 2010.4195 | 128282539.6825 | 5981.8739 | 273656.488 | 3352.0815 | 0.19242 | 2133.2325 | 104.528 | 254.5194 | 17439.9297 | 73635.8353 | 88451.7973 | 6932.108 | 5220.6964 | 41348149.1803 | 2446.6375 | 96119.1311 | 1108.9213 | 0.81262 | 2368.3922 | 30.8307 | 236.5137 | 7276.4088 | 59417.314 | 60084.3866 | 14005850.3727 | 3843.3538 | 123345.0543 | 811.6176 | 1.3619 | 9069.4893 | 8.16 | 9101.458 | 2.9332 | 5.3016 | 8.1696 | 2.9332 | 3035.5776 | 714.2004 | 518.2729 | 806.2936 | 1180.3332 | 2070.9303 | 2139.196
India | 7110 | 1 | 0 | Jawahar Dweep | 6320 | Suez | 382.7586 | 2973190 | 972.8287 | 1167.3945 | 11.6% | 12.35% | 0.75 | 40 | 2106.2225 | 2646.25 | 1368.75 | 2.5455 | 2.0261 | 3.917 | 22223.4642 | [6 empty] | 0 | 3596.9226 | 4204.8 | 3153.6 | 7.5298 | 6.4413 | 8.5884 | 581.3346 | 1339 | 1659 | 7.0478 | 50 | 82950 | -60145.2012 | 2.5455 | 2106.2225 | 2968.7756 | 14.26% | 6366.9992 | 9.3358 | 5119.8339 | 2902.1641 | 8.1664 | 15842.96 | 4067.6881 | 92.5092 | 3.634% | 1395.0459 | 1.4876 | 2671.3033 | 112.2298 | 33.5144 | 52653.1876 | 3442.5872 | 79988928.9604 | 7319.8639 | 63415.6387 | 789.9033 | 0.76627 | 828.2809 | 80 | 5072.1406 | 103531.7942 | 130582.2157 | 11686.8299 | 5065.625 | 310425396.8254 | 22847.1067 | 158494.9474 | 1897.8881 | 0.46564 | 510.5734 | 306.6752 | 94.2043 | 10264.129 | 63587.2468 | 79466.6793 | 4897.8692 | 1994.3425 | 108044444.4444 | 9379.0905 | 90840.1123 | 1119.979 | 0.16207 | 840.7662 | 109.8827 | 251.0508 | 6903.5175 | 42709.6321 | 4118.8247 | 219354838.7097 | 15305.945 | 62134.4019 | 703.8834 | 0.21935 | 283.2598 | 8003.1144 | 206.6193 | 5627.8201 | 50145.4847 | 1396.2845 | 63920000 | 5746.1042 | 57287.8735 | 980.0214 | 3.196 | 896.2433 | 738.8466 | 18.7836 | 4357.7917 | 89363.718 | 110906.7726 | 5906.2099 | 2996.6419 | 103547089.9471 | 9318.1213 | 123221.5358 | 1550.2168 | 1.0355 | 1190.0048 | 114.3017 | 252.4534 | 8868.8308 | 194282.3401 | 239505.4054 | 5064.1844 | 1798.5433 | 128282539.6825 | 10179.9742 | 251483.9228 | 3352.0815 | 0.19242 | 1960.3909 | 130.4651 | 254.5194 | 16586.0818 | 69467.1716 | 81450.017 | 6292.7554 | 4714.6943 | 41543347.2824 | 5115.8023 | 91280.5136 | 1114.1504 | 0.81262 | 2249.1678 | 38.3254 | 236.5137 | 7119.6914 | 54480.9482 | 54945.1283 | 14111831.1078 | 7152.2081 | 116578.2846 | 817.7507 | 1.3619 | 8571.9327 | 8.16 | 8603.9014 | 2.5455 |  | 7.5298 | 2.5455 | 2902.1641 | 658.2559 | 420.6557 | 735.4999 | 1071.0757 | 1867.0148 | 1960.6031
Indonesia | 11336 | 1 | 0 | Tanjung Priok | 8550 | Suez | 382.7586 | 1811570 | 759.3686 | 911.2423 | 13.2% | 13.48% | 0.8 | 40 | 1806.1763 | 2463.75 | 1551.25 | 2.9755 | 2.1813 | 3.4645 | 11923.178 | 3256.8688 | 3971 | 2847.5 | 4.6587 | 3.8209 | 5.3285 | 31.2239 | 3472.2432 | 3854.4 | 3153.6 | 8.2564 | 7.4378 | 9.0906 | 4864.8905 | 264 | 321.6 | 9.8855 | 50 | 16080 | 739.2925 | 4.0582 | 5063.0451 | 5143.5729 | 21.1% | 10609.7734 | 15.7533 | 8390.4307 | 2788.2135 | 8.1664 | 26760.7016 | 4756.5126 | 127.7642 | 3.148% | 1265.0356 | 1.3928 | 2237.4219 | 126.2065 | 36.9268 | 53215.4149 | 3625.1441 | 81124143.4859 | 8172.3982 | 65012.9572 | 801.1048 | 0.76627 | 849.1437 | 80 | 5189.5905 | 117195.3281 | 147847.1851 | 12528.295 | 5272.8126 | 310425396.8254 | 27581.4066 | 180701.4043 | 1897.8881 | 0.46564 | 582.109 | 399.0921 | 94.2043 | 11685.5787 | 61989.5641 | 79983.1504 | 5096.2662 | 2088.9624 | 108044444.4444 | 10637.0343 | 92709.1471 | 1119.979 | 0.16207 | 858.0649 | 143.1578 | 251.0508 | 6895.5714 | 41360.2877 | 4286.4752 | 219354838.7097 | 18058.5382 | 63705.3012 | 703.8834 | 0.21935 | 290.4212 | 10426.654 | 206.6193 | 5921.5288 | 65862.1226 | 1540.5422 | 63920000 | 6103.0614 | 73505.7262 | 980.0214 | 3.196 | 1149.9644 | 955.7996 | 18.7836 | 5590.0831 | 87807.2434 | 112218.4945 | 6252.2314 | 3131.0906 | 103547089.9471 | 10604.1675 | 125953.7525 | 1550.2168 | 1.0355 | 1216.391 | 149.3606 | 252.4534 | 8876.967 | 192693.8811 | 243937.849 | 5406.725 | 1878.9702 | 128282539.6825 | 11645.8504 | 257462.6696 | 3352.0815 | 0.19242 | 2006.997 | 169.9731 | 254.5194 | 16605.1601 | 68538.8366 | 82214.7026 | 6600.8084 | 4939.8237 | 41842450.044 | 5325.5084 | 92480.0347 | 1122.163 | 0.81262 | 2278.7243 | 49.7416 | 236.5137 | 7090.3414 | 55548.6139 | 57370.4746 | 14274806.6549 | 7921.864 | 120840.9525 | 827.1821 | 1.3619 | 8885.3642 | 8.16 | 8917.3329 | 2.9755 | 4.6587 | 8.2564 | 2.9755 | 2788.2135 | 655.9751 | 476.2728 | 740.2801 | 1083.7436 | 1901.567 | 1964.8635
Iran | 4435 | 1 | 0 | Kharg Island | 6470 | Suez | 382.7586 | 1628760 | 720.035 | 864.042 | 12.7% | 13.12% | 0.8 | 40 | 2064.1791 | 2463.75 | 1368.75 | 2.5509 | 2.1372 | 3.847 | 12441.3871 | [6 empty] | 0 | [6 empty] | 0 | 81.2 | 93.6 | 34.4248 | 50 | 4680 | 7761.3871 | 2.5509 | 2064.1791 | 2822.6134 | 9.626% | 4331.6022 | 7.1542 | 3999.167 | 3005.1566 | 8.1664 | 10320.2582 | 3764.5996 | 78.0188 | 3.058% | 1197.2619 | 1.2753 | 2078.6367 | 116.1485 | 34.7412 | 54553.7876 | 3538.7087 | 80064787.8488 | 6877.1384 | 64969.6346 | 790.6518 | 0.76627 | 848.5779 | 80 | 5186.405 | 106383.109 | 134443.2734 | 11939.0918 | 5202.9883 | 310425396.8254 | 22982.2871 | 162628.5488 | 1897.8881 | 0.46564 | 523.8893 | 312.8916 | 94.2043 | 10502.73 | 65767.0872 | 82239.2699 | 5000.8044 | 2057.2869 | 108044444.4444 | 9027.4606 | 93324.0175 | 1119.979 | 0.16207 | 863.7558 | 112.1209 | 251.0508 | 7045.678 | 44196.0326 | 4229.5327 | 219354838.7097 | 15176.21 | 63601.7754 | 703.8834 | 0.21935 | 289.9493 | 8166.1328 | 206.6193 | 5747.7019 | 50844.4013 | 1429.317 | 63920000 | 5282.0449 | 57555.7632 | 980.0214 | 3.196 | 900.4343 | 753.4398 | 18.7836 | 4378.9564 | 92410.0123 | 114757.2298 | 6026.235 | 3078.3409 | 103547089.9471 | 8946.416 | 126781.9867 | 1550.2168 | 1.0355 | 1224.3897 | 116.6599 | 252.4534 | 9074.4905 | 200845.2609 | 247756.4207 | 5164.9558 | 1851.8331 | 128282539.6825 | 9860.4765 | 259468.7303 | 3352.0815 | 0.19242 | 2022.6348 | 133.1226 | 254.5194 | 17052.7621 | 71911.7858 | 84347.9219 | 6439.1275 | 4846.0449 | 41563399.0594 | 4612.745 | 93806.7118 | 1114.6876 | 0.81262 | 2311.4138 | 39.0934 | 236.5137 | 7273.272 | 56449.7905 | 56351.5799 | 14122734.9801 | 6695.6426 | 119497.0129 | 818.3817 | 1.3619 | 8786.5451 | 8.16 | 8818.5138 | 2.5509 |  |  | 2.5509 | 3005.1566 | 681.3705 | 433.0937 | 761.1615 | 1108.2613 | 1931.3339 | 2029.3798
Iraq | 3712 | 1 | 0 | Khor Al Zubair (Umm Qasr) | 6630 | Suez | 382.7586 | 434320 | 371.8176 | 446.1812 | 12.8% | 13.19% | 0.8 | 40 | 2103.2196 | 2463.75 | 1733.75 | 2.5139 | 2.146 | 3.0496 | 3249.9682 | [6 empty] | 0 | [6 empty] | 0 | 38.3 | 81.5 | 17.0496 | 50 | 4075 | -825.0318 | 2.5139 | 2103.2196 | 2742.4132 | 8.333% | 3712.7283 | 6.4551 | 3640.0526 | 2960.7296 | 8.1664 | 8681.4997 | 3599.6756 | 56.811 | 2.26% | 834.0251 | 0.89084 | 1116.9669 | 116.2985 | 34.8122 | 53988.834 | 3549.3154 | 80145783.2942 | 5988.4253 | 63526.5747 | 791.451 | 0.76627 | 829.7298 | 80 | 5080.2977 | 105296.8053 | 133395.6168 | 11950.1991 | 5215.2918 | 310425396.8254 | 22283.0233 | 160893.9318 | 1897.8881 | 0.46564 | 518.3014 | 319.5224 | 94.2043 | 10372.7425 | 64825.3606 | 81320.2304 | 5006.0339 | 2062.9328 | 108044444.4444 | 8150.9027 | 91534.0659 | 1119.979 | 0.16207 | 847.189 | 114.5083 | 251.0508 | 6912.5407 | 43597.7286 | 4239.4321 | 219354838.7097 | 14372.2929 | 62209.4537 | 703.8834 | 0.21935 | 283.6019 | 8340.019 | 206.6193 | 5658.111 | 50541.6117 | 1429.9223 | 63920000 | 4355.6064 | 56327.1404 | 980.0214 | 3.196 | 881.2131 | 769.006 | 18.7836 | 4287.9543 | 91128.4932 | 113506.4894 | 6032.8741 | 3085.379 | 103547089.9471 | 8078.143 | 124670.0113 | 1550.2168 | 1.0355 | 1203.9934 | 119.1753 | 252.4534 | 8917.0907 | 198134.6469 | 245110.4171 | 5169.2334 | 1856.605 | 128282539.6825 | 8993.6643 | 255960.6864 | 3352.0815 | 0.19242 | 1995.2886 | 135.9572 | 254.5194 | 16790.239 | 71026.8552 | 83486.524 | 6452.1194 | 4859.1932 | 41584798.2895 | 3683.7207 | 92029.4379 | 1115.2609 | 0.81262 | 2267.6215 | 39.9124 | 236.5137 | 7140.9085 | 55876.281 | 56504.5027 | 14134375.0638 | 5803.626 | 118184.4097 | 819.0553 | 1.3619 | 8690.0301 | 8.16 | 8721.9989 | 2.5139 |  |  | 2.5139 | 2960.7296 | 673.6329 | 429.7188 | 752.6554 | 1096.1823 | 1910.7075 | 2007.6212
Ireland | 920 | 0.4 | 0.6 | Dublin | 628 |  | 382.7586 | 68890 | 148.0823 | 177.6988 | 3.8% | 6.83% | 0.9 | 40 | 1088.3372 | 1186.25 | 821.25 | 2.72 | 2.4955 | 3.6047 | 299.4122 | 3249.2711 | 3971 | 2847.5 | 3.076 | 2.517 | 3.5101 | 426.5161 | 4204.8 | 4204.8 | 4204.8 | 4.6049 | 4.6049 | 4.6049 | 3404.4584 | 4.8 | 5.8 | 33.0292 | 50 | 290 | 3840.3867 | 2.9867 | 4337.6082 | 3084.5804 | 3.172% | 1389.6346 | 4.4742 | 2622.4506 | 2079.9216 | 8.1664 | 1534.6972 | 2193.3675 | 52.069 | 1.743% | 369.649 | 0.42172 | 363.5509 | 87.0792 | 25.3338 | 37155.5549 | 2725.0061 | 77162833.6221 | 1110.3824 | 40990.9434 | 762.0174 | 0.76627 | 535.3887 | 80 | 3423.2659 | 86199.3489 | 106769.1339 | 10049.224 | 4093.9468 | 310425396.8254 | 3376.149 | 114239.2297 | 1897.8881 | 0.46564 | 368.0086 | 70.7839 | 94.2043 | 7420.2393 | 46446.2446 | 58521.3434 | 4191.9208 | 1548.9858 | 108044444.4444 | 1343.3869 | 61413.7161 | 1119.979 | 0.16207 | 568.4116 | 24.9489 | 251.0508 | 4994.136 | 30943.5472 | 3335.9137 | 219354838.7097 | 2177.0198 | 36456.4806 | 703.8834 | 0.21935 | 166.1987 | 1817.1113 | 206.6193 | 3284.8845 | 49872.0939 | 1192.7016 | 63920000 | 820.588 | 51885.3836 | 980.0214 | 3.196 | 811.7238 | 185.0813 | 18.7836 | 3911.8869 | 65631.5788 | 82013.4308 | 5109.7335 | 2422.2958 | 103547089.9471 | 1410.6535 | 85846.38 | 1550.2168 | 1.0355 | 829.0564 | 24.8148 | 252.4534 | 6477.2448 | 143728.4619 | 178117.1582 | 4412.0462 | 1421.5981 | 128282539.6825 | 1451.2798 | 180990.0361 | 3352.0815 | 0.19242 | 1410.8704 | 29.6222 | 254.5194 | 12171.7028 | 49726.6852 | 58673.5771 | 5250.0537 | 3759.0542 | 40789555.2901 | 756.5065 | 63189.1377 | 1093.9572 | 0.81262 | 1556.9914 | 9.1861 | 236.5137 | 5268.8367 | 38810.4125 | 44513.2209 | 13704227.7057 | 1133.0467 | 84456.6801 | 794.1627 | 1.3619 | 6210.05 | 8.16 | 6242.0187 | 2.72 | 3.076 | 4.6049 | 2.72 | 2079.9216 | 481.5214 | 343.9446 | 541.6414 | 792.0399 | 1388.4755 | 1438.4461
Israel | 3354 | 1 | 0 | Haifa | 3361 |  | 382.7586 | 21640 | 82.9953 | 99.5944 | 8% | 9.8% | 0.8 | 40 | 2194.6244 | 2463.75 | 1916.25 | 1.9336 | 1.7224 | 2.2145 | 178.9318 | [6 empty] | 0 | [6 empty] | 0 | 8.3 | 12.6 | 34.5411 | 50 | 630 | -451.0682 | 1.9336 | 2194.6244 | 2094.6108 | 7.686% | 2706.492 | 4.8011 | 2790.3729 | 2315.0552 | 8.1664 | 6495.133 | 2793.239 | 30.7946 | 1.593% | 421.0684 | 0.45186 | 256.144 | 96.1364 | 28.8565 | 41907.856 | 3094.8445 | 78507092.8942 | 2444.098 | 47446.7986 | 775.2816 | 0.76627 | 619.7095 | 80 | 3897.9612 | 83938.4877 | 106842.0782 | 10673.8486 | 4613.1553 | 310425396.8254 | 9488.9874 | 120944.2209 | 1897.8881 | 0.46564 | 389.608 | 184.0465 | 94.2043 | 7757.7293 | 50950.2522 | 64395.3669 | 4495.5716 | 1787.1326 | 108044444.4444 | 3271.1223 | 69453.6218 | 1119.979 | 0.16207 | 642.8246 | 65.7296 | 251.0508 | 5492.3841 | 34414.5656 | 3753.8933 | 219354838.7097 | 5900.0158 | 44068.4746 | 703.8834 | 0.21935 | 200.9004 | 4787.3057 | 206.6193 | 4062.9866 | 42053.0275 | 1250.1846 | 63920000 | 1660.6571 | 44963.8691 | 980.0214 | 3.196 | 703.4398 | 450.9704 | 18.7836 | 3412.324 | 71738.1533 | 89978.6565 | 5445.6985 | 2723.0976 | 103547089.9471 | 3378.8991 | 96080.6532 | 1550.2168 | 1.0355 | 927.8933 | 67.7817 | 252.4534 | 7098.8442 | 156166.1123 | 194456.4793 | 4657.0002 | 1622.9892 | 128282539.6825 | 3628.388 | 199707.8565 | 3352.0815 | 0.19242 | 1556.7813 | 78.0416 | 254.5194 | 13267.889 | 55583.4037 | 65633.2641 | 5764.5424 | 4259.7611 | 41149764.2603 | 1393.5128 | 71286.538 | 1103.6068 | 0.81262 | 1756.5128 | 23.1773 | 236.5137 | 5785.1753 | 43443.0672 | 49999.2199 | 13898446.8471 | 2394.8189 | 95837.106 | 805.4022 | 1.3619 | 7046.846 | 8.16 | 7078.8148 | 1.9336 |  |  | 1.9336 | 2315.0552 | 533.8098 | 344.1796 | 596.0081 | 868.9636 | 1515.8453 | 1594.9852
Italy | 1266 | 1 | 0 | Genoa | 2208 |  | 382.7586 | 294140 | 305.9864 | 367.1837 | 5.6% | 8.103% | 0.9 | 40 | 1676.8213 | 2098.75 | 1368.75 | 1.9729 | 1.5763 | 2.417 | 2030.8869 | 3251.7716 | 3723.5 | 2847.5 | 3.3786 | 2.9506 | 3.8583 | 229.8778 | 3310.2804 | 3504 | 3153.6 | 6.3875 | 6.0344 | 6.7049 | 1134.8965 | 59.4 | 55.1 | 29.9938 | 50 | 2755 | 640.6613 | 2.9003 | 4928.5929 | 3015.5608 | 3.821% | 1081.9412 | 4.0975 | 2428.9332 | 2016.5547 | 8.1664 | 2265.1305 | 2183.7089 | 61.1444 | 2.108% | 531.2807 | 0.59243 | 695.8073 | 92.9681 | 27.2384 | 37208.1578 | 2889.2063 | 77937143.3153 | 2217.6757 | 42315.0398 | 769.6577 | 0.76627 | 552.6829 | 80 | 3520.626 | 85698.8256 | 107786.0233 | 10432.0017 | 4318.256 | 310425396.8254 | 6988.4011 | 119092.6804 | 1897.8881 | 0.46564 | 383.6435 | 136.2632 | 94.2043 | 7682.0029 | 45131.264 | 58097.1309 | 4278.4913 | 1651.7919 | 108044444.4444 | 2746.4997 | 62495.4224 | 1119.979 | 0.16207 | 578.4233 | 48.525 | 251.0508 | 5008.7153 | 30217.2085 | 3516.6534 | 219354838.7097 | 4517.1926 | 38251.0545 | 703.8834 | 0.21935 | 174.3798 | 3534.2379 | 206.6193 | 3543.0978 | 50086.0028 | 1240.6694 | 63920000 | 1637.702 | 52964.3742 | 980.0214 | 3.196 | 828.6041 | 338.7969 | 18.7836 | 4004.1138 | 63962.739 | 81553.064 | 5295.2947 | 2554.9974 | 103547089.9471 | 2855.5759 | 86963.6373 | 1550.2168 | 1.0355 | 839.8463 | 49.6548 | 252.4534 | 6476.2509 | 140409.6881 | 177335.2045 | 4564.5502 | 1508.6154 | 128282539.6825 | 2983.4858 | 181827.3056 | 3352.0815 | 0.19242 | 1417.3971 | 57.6144 | 254.5194 | 12053.6093 | 49046.9111 | 58702.7054 | 5490.4232 | 3978.7059 | 40997412.7411 | 1479.2658 | 64160.6771 | 1099.5255 | 0.81262 | 1580.9303 | 17.2747 | 236.5137 | 5290.2664 | 38918.949 | 46902.0931 | 13816176.1065 | 2206.592 | 88027.6341 | 800.6412 | 1.3619 | 6472.6202 | 8.16 | 6504.5889 | 1.9729 | 3.3786 | 6.3875 | 1.9729 | 2016.5547 | 477.4124 | 347.2204 | 537.7151 | 787.594 | 1382.3799 | 1431.8637
Jamaica | 7928 | 0 | 1 | Kingston | 4312 |  | 382.7586 | 10830 | 58.7137 | 70.4564 | 16.8% | 16.02% | 0.9 | 40 | 2072.0046 | 2098.75 | 1916.25 | 2.6414 | 2.6077 | 2.8561 | 91.6835 | [6 empty] | 0 | 3780.7497 | 4204.8 | 3153.6 | 8.5253 | 7.6655 | 10.2207 | 531.3466 | 2.9 | 2.7 | 12.5953 | 50 | 135 | 488.0301 | 2.6414 | 2072.0046 | 3130.5176 | 15.63% | 26500.3587 | 29.6309 | 15306.9917 | 3296.7873 | 8.1664 | 21089.5883 | 4848.0928 | 40.5786 | 1.536% | 588.0296 | 0.62861 | 275.5208 | 131.1416 | 39.39 | 59365.3047 | 3853.3644 | 78980325.3882 | 3342.3894 | 66561.0586 | 779.9511 | 0.76627 | 869.3637 | 80 | 5303.4215 | 115988.4528 | 147911.9538 | 12901.5352 | 5715.3244 | 310425396.8254 | 13860.0151 | 167487.2933 | 1897.8881 | 0.46564 | 539.5412 | 223.4584 | 94.2043 | 10602.4419 | 72002.5086 | 90742.5892 | 5392.2197 | 2292.0411 | 108044444.4444 | 4730.444 | 97765.0743 | 1119.979 | 0.16207 | 904.8598 | 79.9201 | 251.0508 | 7214.6206 | 48485.1887 | 4642.4811 | 219354838.7097 | 8681.999 | 61809.6688 | 703.8834 | 0.21935 | 281.7794 | 5820.8421 | 206.6193 | 5443.4815 | 54136.9905 | 1556.9377 | 63920000 | 2444.0569 | 58137.9851 | 980.0214 | 3.196 | 909.5429 | 543.4916 | 18.7836 | 4407.1857 | 101223.5745 | 126647.5675 | 6481.6197 | 3383.5854 | 103547089.9471 | 4725.6357 | 134756.7886 | 1550.2168 | 1.0355 | 1301.4058 | 82.7329 | 252.4534 | 9443.1846 | 220040.4908 | 273410.4011 | 5549.7237 | 2050.5953 | 128282539.6825 | 5278.8451 | 280739.8414 | 3352.0815 | 0.19242 | 2188.4494 | 94.8901 | 254.5194 | 18152.7719 | 78449.8437 | 92500.4202 | 6957.041 | 5305.1127 | 41275850.505 | 1941.3642 | 99746.8971 | 1106.9845 | 0.81262 | 2457.781 | 28.0458 | 236.5137 | 7594.8561 | 61702.1147 | 61072.8513 | 13966672.6979 | 3218.3331 | 125993.2991 | 809.3504 | 1.3619 | 9264.2132 | 8.16 | 9296.1819 | 2.6414 |  | 8.5253 | 2.6414 | 3296.7873 | 751.6467 | 476.4815 | 839.8635 | 1223.0915 | 2131.3142 | 2241.03
Japan | 9185 | 0.9 | 0.1 | Nagoya | 11078 | Suez | 382.7586 | 364560 | 340.6509 | 408.7811 | 3.7% | 6.76% | 0.9 | 40 | 1468.4043 | 1733.75 | 1368.75 | 2.0028 | 1.6963 | 2.1487 | 2184.7121 | 3057.0208 | 3285.5 | 2847.5 | 3.2515 | 3.0254 | 3.4907 | 88.8627 | 3997.4595 | 4204.8 | 3153.6 | 4.819 | 4.5813 | 6.1085 | 9831.8316 | 127.5 | 108.8 | 41.5191 | 50 | 5440 | 6665.4064 | 2.8463 | 4525.4251 | 3468.9143 | 17.95% | 6261.9907 | 9.7309 | 5322.8123 | 1982.3434 | 8.1664 | 14412.2874 | 3042.6709 | 62.28 | 2.188% | 492.2993 | 0.55458 | 702.5935 | 85.9534 | 25.0709 | 38139.5215 | 2818.5124 | 82430556.038 | 7407.5716 | 48365.6055 | 813.9956 | 0.76627 | 631.7102 | 80 | 3965.5205 | 82985.3572 | 103265.066 | 9982.1727 | 4080.7725 | 310425396.8254 | 27722.1527 | 135067.9912 | 1897.8881 | 0.46564 | 435.1061 | 503.859 | 94.2043 | 9000.9772 | 44340.5381 | 56245.3532 | 4104.8426 | 1542.9787 | 108044444.4444 | 9619.8679 | 67408.1998 | 1119.979 | 0.16207 | 623.8933 | 180.8796 | 251.0508 | 5452.9321 | 29601.6525 | 3325.2338 | 219354838.7097 | 17400.2079 | 50327.0942 | 703.8834 | 0.21935 | 229.4323 | 13174.0566 | 206.6193 | 5139.8521 | 48441.8768 | 1180.7539 | 63920000 | 4636.103 | 54258.7337 | 980.0214 | 3.196 | 848.8538 | 1201.7445 | 18.7836 | 4164.6428 | 62721.977 | 78872.8112 | 5082.8832 | 2413.417 | 103547089.9471 | 9859.8745 | 91146.1027 | 1550.2168 | 1.0355 | 880.2382 | 189.1046 | 252.4534 | 6894.6755 | 137472.0064 | 171375.7515 | 4384.6662 | 1416.4826 | 128282539.6825 | 10664.7095 | 183456.9436 | 3352.0815 | 0.19242 | 1430.1007 | 214.7607 | 254.5194 | 12400.7273 | 49272.4115 | 58394.3638 | 5302.494 | 3818.5381 | 42184127.7863 | 4011.2189 | 66224.1209 | 1131.3161 | 0.81262 | 1631.7739 | 62.6833 | 236.5137 | 5482.5409 | 39366.5317 | 45590.8372 | 14461838.4327 | 7153.8634 | 92111.2324 | 838.0056 | 1.3619 | 6772.8847 | 8.16 | 6804.8535 | 2.0028 | 3.2515 | 4.819 | 2.0028 | 1982.3434 | 462.6867 | 332.6566 | 520.5761 | 761.7096 | 1335.9242 | 1384.2733
Jordan | 3475 | 1 | 0 | Aqaba | 3661 | Suez | 382.7586 | 88780 | 168.1058 | 201.7269 | 10.7% | 11.71% | 0.8 | 40 | 2339.824 | 2463.75 | 1916.25 | 2.0645 | 1.9607 | 2.5209 | 732.5409 | [6 empty] | 0 | [6 empty] | 0 | 9.7 | 14.2 | 12.4441 | 50 | 710 | 22.5409 | 2.0645 | 2339.824 | 2241.7463 | 7.905% | 3192.1654 | 5.4339 | 3115.4468 | 2446.9874 | 8.1664 | 7512.2642 | 2999.9602 | 36.9488 | 1.79% | 563.5292 | 0.60048 | 502.12 | 106.4024 | 31.9951 | 44827.3422 | 3326.0376 | 78656070.6304 | 3416.0468 | 51569.4266 | 776.7516 | 0.76627 | 673.5558 | 80 | 4201.0956 | 89840.8999 | 115389.7556 | 11330.1517 | 4950.8976 | 310425396.8254 | 13037.3111 | 133377.9643 | 1897.8881 | 0.46564 | 429.6619 | 196.4793 | 94.2043 | 8501.8081 | 53837.5948 | 68835.5618 | 4761.1871 | 1941.8721 | 108044444.4444 | 4698.0394 | 75475.4733 | 1119.979 | 0.16207 | 698.5595 | 70.2061 | 251.0508 | 5829.4688 | 36425.1268 | 4026.1488 | 219354838.7097 | 8370.986 | 48822.2616 | 703.8834 | 0.21935 | 222.5721 | 5113.3424 | 206.6193 | 4436.503 | 44918.2778 | 1338.789 | 63920000 | 2340.4394 | 48597.5062 | 980.0214 | 3.196 | 760.2864 | 480.1569 | 18.7836 | 3686.9928 | 75911.3888 | 96258.5909 | 5753.7142 | 2924.8526 | 103547089.9471 | 4689.1568 | 103872.6004 | 1550.2168 | 1.0355 | 1003.1436 | 72.4982 | 252.4534 | 7525.0372 | 165451.4725 | 208164.2106 | 4919.6751 | 1754.0195 | 128282539.6825 | 5180.4564 | 215098.6865 | 3352.0815 | 0.19242 | 1676.7573 | 83.3566 | 254.5194 | 14084.4639 | 59041.1616 | 70262.5496 | 6125.6031 | 4579.174 | 41189497.4588 | 2011.3764 | 76853.1 | 1104.6712 | 0.81262 | 1893.6739 | 24.7131 | 236.5137 | 6111.5149 | 46591.9702 | 53385.4796 | 13919933.1357 | 3368.1693 | 103345.6191 | 806.6456 | 1.3619 | 7598.9426 | 8.16 | 7630.9113 | 2.0645 |  |  | 2.0645 | 2446.9874 | 569.9159 | 371.7149 | 637.1041 | 929.6117 | 1622.701 | 1705.8365
Kazakhstan | 4288 | 1 | 0 |  |  |  | 382.7586 | 2699700 | 927.0066 |  | 11.4% | 12.2% | 0.9 | 40 | 1580.6745 | 2098.75 | 1368.75 | 2.8021 | 2.1104 | 3.236 | 18047.7216 | [6 empty] | 0 | [6 empty] | 0 | 18.2 | 23 | 55.6728 | 50 | 1150 | 16897.7216 | 2.8021 | 1580.6745 | 3091.6192 | 9.364% | 3970.1863 | 7.0618 | 3951.6959 | 3548.0361 | 8.1664 | 9523.7277 | 4248.9107 | No Port |  |  |  |  | 112.9338 | 33.57 | 59497.6651 | 3340.7648 | 76857210.7857 | No Port |  | 759.0017 | 0.76627 |  | 80 |  | 117674.1203 | 144905.9633 | 11722.1806 | 5041.914 | 310425396.8254 | No Port |  | 1897.8881 | 0.46564 |  | No Port | 94.2043 |  | 77174.7167 | 93160.6492 | 4907.5058 | 1983.4226 | 108044444.4444 | No Port |  | 1119.979 | 0.16207 |  | No Port | 251.0508 |  | 51490.8697 | 4099.8292 | 219354838.7097 | No Port |  | 703.8834 | 0.21935 |  | No Port | 206.6193 |  | 52534.2939 | 1406.7449 | 63920000 | No Port |  | 980.0214 | 3.196 |  | No Port | 18.7836 |  | 107863.598 | 129551.1374 | 5913.7288 | 2984.4599 | 103547089.9471 | No Port |  | 1550.2168 | 1.0355 |  | No Port | 252.4534 |  | 233332.0925 | 278858.4594 | 5079.4012 | 1789.353 | 128282539.6825 | No Port |  | 3352.0815 | 0.19242 |  | No Port | 254.5194 |  | 81364.592 | 93185.2887 | 6217.4929 | 4631.7103 | 40707231.5072 | No Port |  | 1091.7519 | 0.81262 |  | No Port | 236.5137 |  | 61716.527 | 53672.2941 | 13659984.0902 | No Port |  | 791.6023 | 1.3619 |  | 8.16 |  | 2.8021 |  |  | 2.8021 | 3548.0361 | 774.1325 | 466.798 | 862.2438 | 1251.1326 | 2173.7834 | 2289.1581
Kenya | 6548 | 0.9 | 0.1 | Mombasa | 6263 | Suez | 382.7586 | 569140 | 425.6323 | 510.7588 | 13.7% | 13.83% | 0.8 | 40 | 2142.0929 | 2463.75 | 1551.25 | 2.5596 | 2.2255 | 3.5345 | 4458.6961 | [6 empty] | 0 | 3463.118 | 3504 | 3153.6 | 8.4211 | 8.3228 | 9.2476 | 405.4619 | 49.7 | 95.5 | 5.7103 | 50 | 4775 | 89.158 | 2.5596 | 2142.0929 | 2957.0389 | 13.44% | 7743.7652 | 10.7008 | 5821.0495 | 3007.3449 | 8.1664 | 15742.2381 | 4165.4628 | 61.0144 | 2.384% | 924.9112 | 0.98593 | 1306.4607 | 119.732 | 35.8606 | 54864.9535 | 3621.0419 | 79960121.4319 | 5978.449 | 64464.4443 | 789.6191 | 0.76627 | 841.9795 | 80 | 5149.2586 | 107332.7232 | 136316.2618 | 12169.6281 | 5327.8829 | 310425396.8254 | 21679.7926 | 163323.9372 | 1897.8881 | 0.46564 | 526.1294 | 304.3129 | 94.2043 | 10493.1033 | 65843.8347 | 82858.0667 | 5094.8032 | 2114.5169 | 108044444.4444 | 8081.3099 | 93053.8935 | 1119.979 | 0.16207 | 861.2557 | 109.0321 | 251.0508 | 6988.4359 | 44303.8967 | 4330.1931 | 219354838.7097 | 14075.1697 | 62709.2595 | 703.8834 | 0.21935 | 285.8804 | 7941.1675 | 206.6193 | 5665.5341 | 51517.1807 | 1459.5912 | 63920000 | 4426.4393 | 57403.2112 | 980.0214 | 3.196 | 898.0477 | 733.3011 | 18.7836 | 4366.0343 | 92596.2521 | 115678.8483 | 6135.7849 | 3152.6524 | 103547089.9471 | 8000.5711 | 126832.0718 | 1550.2168 | 1.0355 | 1224.8734 | 113.4055 | 252.4534 | 9026.4531 | 201392.733 | 249847.5956 | 5257.0647 | 1900.2859 | 128282539.6825 | 8892.6099 | 260640.4913 | 3352.0815 | 0.19242 | 2031.769 | 129.4552 | 254.5194 | 17028.3537 | 72143.3869 | 84980.2166 | 6568.813 | 4961.9192 | 41535730.1438 | 3775.008 | 93717.1437 | 1113.9464 | 0.81262 | 2309.2068 | 38.0336 | 236.5137 | 7238.161 | 56851.2065 | 57570.3408 | 14107689.8441 | 5805.447 | 120226.9944 | 817.5111 | 1.3619 | 8840.2202 | 8.16 | 8872.1889 | 2.5596 |  | 8.4211 | 2.5596 | 3007.3449 | 686.154 | 439.1273 | 766.8887 | 1117.1618 | 1947.6352 | 2045.9546
North Korea | 8321 | 1 | 0 | Hungnam | 11095 | Suez | 382.7586 | 120410 | 195.7746 | 234.9295 | 7.8% | 9.659% | 0.9 | 40 | 1684.3189 | 1916.25 | 1368.75 | 2.2166 | 1.9483 | 2.7276 | 834.2327 | 2847.5 | 2847.5 | 2847.5 | 4.2838 | 4.2838 | 4.2838 | 88.9109 | 3153.6 | 3153.6 | 3153.6 | 7.3955 | 7.3955 | 7.3955 | 79.7861 | 25.6 | 26.8 | 6.7454 | 50 | 1340 | -337.0703 | 3.5155 | 4531.8189 | 4198.909 | 16.28% | 6128.7274 | 10.3276 | 5629.3532 | 2440.394 | 8.1664 | 15922.5036 | 3611.7668 | 65.1664 | 1.854% | 510.6204 | 0.57579 | 519.4049 | 104.1297 | 30.3458 | 46724.5582 | 3184.852 | 82439412.0859 | 7692.4305 | 57601.8407 | 814.0829 | 0.76627 | 752.346 | 80 | 4644.6554 | 101168.7192 | 126131.9633 | 11127.1138 | 4595.9493 | 310425396.8254 | 30197.1615 | 160925.0742 | 1897.8881 | 0.46564 | 518.4018 | 504.5635 | 94.2043 | 10604.2137 | 54327.6274 | 68981.8224 | 4510.7562 | 1778.9114 | 108044444.4444 | 10326.1383 | 81086.8721 | 1119.979 | 0.16207 | 750.4955 | 181.1333 | 251.0508 | 6269.0738 | 36183.2407 | 3740.7284 | 219354838.7097 | 18953.9324 | 58877.9014 | 703.8834 | 0.21935 | 268.414 | 13192.5321 | 206.6193 | 5769.9464 | 57387.7892 | 1345.3751 | 63920000 | 4977.7652 | 63710.9295 | 980.0214 | 3.196 | 996.7292 | 1203.3984 | 18.7836 | 4873.6791 | 76810.5107 | 96691.3297 | 5604.1999 | 2724.6662 | 103547089.9471 | 10415.4352 | 109831.4311 | 1550.2168 | 1.0355 | 1060.6907 | 189.3719 | 252.4534 | 8009.799 | 168292.0275 | 210025.7365 | 4844.7977 | 1616.3656 | 128282539.6825 | 11497.5743 | 223139.6764 | 3352.0815 | 0.19242 | 1739.4392 | 215.0618 | 254.5194 | 14762.0007 | 60232.6015 | 71461.8537 | 5881.7972 | 4315.5078 | 42186434.8799 | 4158.6535 | 79936.015 | 1131.378 | 0.81262 | 1969.6374 | 62.7703 | 236.5137 | 6341.8802 | 48400.3261 | 50875.468 | 14463104.4214 | 7374.8503 | 106650.6444 | 838.0789 | 1.3619 | 7841.9591 | 8.16 | 7873.9279 | 2.2166 | 4.2838 | 7.3955 | 2.2166 | 2440.394 | 566.7745 | 406.3197 | 638.4578 | 933.7909 | 1637.2122 | 1693.9534
South Korea | 8750 | 1 | 0 | Busan | 10791 | Suez | 382.7586 | 97480 | 176.1501 | 211.3801 | 8.5% | 10.15% | 0.9 | 40 | 1771.0209 | 1916.25 | 1551.25 | 2.1845 | 2.0189 | 2.4939 | 676.8425 | [6 empty] | 0 | 3687.6434 | 4204.8 | 3153.6 | 6.5124 | 5.7114 | 7.6152 | 1848.6894 | 51.6 | 50.6 | 61.0924 | 50 | 2530 | -4.4681 | 2.1845 | 1771.0209 | 2631.221 | 16.98% | 6668.5372 | 9.2998 | 5101.3322 | 2795.9421 | 8.1664 | 17210.752 | 4062.0391 | 39.5014 | 1.808% | 512.8502 | 0.55235 | 486.3973 | 99.2837 | 29.6828 | 51285.2467 | 3231.4473 | 82281188.6354 | 7823.0913 | 62339.7852 | 812.5217 | 0.76627 | 814.229 | 80 | 4993.0337 | 95574.8628 | 119289.4327 | 10866.8358 | 4676.8123 | 310425396.8254 | 31443.3578 | 155409.6028 | 1897.8881 | 0.46564 | 500.6343 | 491.965 | 94.2043 | 10264.4683 | 61113.3754 | 75034.56 | 4569.7022 | 1816.2494 | 108044444.4444 | 10726.4982 | 87577.3077 | 1119.979 | 0.16207 | 810.5674 | 176.5971 | 251.0508 | 6801.4648 | 41006.0825 | 3805.3078 | 219354838.7097 | 19783.8588 | 64595.2491 | 703.8834 | 0.21935 | 294.4783 | 12862.1482 | 206.6193 | 6166.0466 | 44796.9588 | 1281.0789 | 63920000 | 5229.9419 | 51307.9795 | 980.0214 | 3.196 | 802.6905 | 1173.8228 | 18.7836 | 3941.2832 | 85646.0341 | 104532.4043 | 5528.5514 | 2762.8106 | 103547089.9471 | 10697.6482 | 117992.8631 | 1550.2168 | 1.0355 | 1139.5092 | 184.5925 | 252.4534 | 8674.3069 | 185674.6263 | 225320.7939 | 4735.1493 | 1647.6929 | 128282539.6825 | 11964.2837 | 238932.7705 | 3352.0815 | 0.19242 | 1862.551 | 209.676 | 254.5194 | 16065.9914 | 67349.3322 | 78006.4754 | 5906.9449 | 4385.2553 | 42145197.6586 | 4282.5578 | 86674.2884 | 1130.2733 | 0.81262 | 2135.6697 | 61.214 | 236.5137 | 6876.0145 | 52536.8395 | 51710.927 | 14440482.2841 | 7470.8146 | 111718.5811 | 836.7698 | 1.3619 | 8214.6015 | 8.16 | 8246.5703 | 2.1845 |  | 6.5124 | 2.1845 | 2795.9421 | 623.2925 | 384.2773 | 694.4787 | 1009.5156 | 1756.4416 | 1850.8983
Kuwait | 4277 | 1 | 0 | Shuwaikh | 6580 | Suez | 382.7586 | 17820 | 75.3146 | 90.3775 | 8.5% | 10.15% | 0.85 | 40 | 2255.4232 | 2281.25 | 2098.75 | 1.8162 | 1.7956 | 1.9518 | 143.5682 | [6 empty] | 0 | [6 empty] | 0 | 4.1 | 5.6 | 113.4739 | 50 | 280 | -136.4318 | 1.8162 | 2255.4232 | 2003.4112 | 9.345% | 3443.8489 | 5.4473 | 3122.3039 | 2247.2836 | 8.1664 | 8439.4445 | 2868.4315 | 28.601 | 1.575% | 425.6167 | 0.45422 | 239.2247 | 97.2583 | 29.2845 | 41907.5737 | 3175.3754 | 80120463.4196 | 4665.8366 | 49748.7857 | 791.2012 | 0.76627 | 649.7761 | 80 | 4067.2249 | 81986.6589 | 105179.3284 | 10750.7107 | 4675.0048 | 310425396.8254 | 18837.67 | 128692.0032 | 1897.8881 | 0.46564 | 414.5666 | 317.4502 | 94.2043 | 8317.0763 | 49493.3822 | 63108.1952 | 4529.1638 | 1815.4996 | 108044444.4444 | 6414.7622 | 71338.457 | 1119.979 | 0.16207 | 660.2696 | 113.7623 | 251.0508 | 5622.4131 | 33525.7955 | 3803.6876 | 219354838.7097 | 11820.0849 | 49149.568 | 703.8834 | 0.21935 | 224.0642 | 8285.6796 | 206.6193 | 4693.8298 | 41199.6943 | 1257.5351 | 63920000 | 2973.8459 | 45431.0752 | 980.0214 | 3.196 | 710.749 | 764.1415 | 18.7836 | 3470.3917 | 69763.7512 | 88234.478 | 5486.5982 | 2758.9897 | 103547089.9471 | 6483.0179 | 97476.4856 | 1550.2168 | 1.0355 | 941.3735 | 118.3893 | 252.4534 | 7188.6401 | 151983.6349 | 190757.2861 | 4687.1947 | 1646.9797 | 128282539.6825 | 7135.8524 | 199540.1181 | 3352.0815 | 0.19242 | 1555.4737 | 135.0714 | 254.5194 | 13224.6692 | 54811.1812 | 65093.6999 | 5851.8725 | 4345.1284 | 41578109.8468 | 2490.9976 | 71929.8259 | 1115.0817 | 0.81262 | 1772.3635 | 39.6565 | 236.5137 | 5816.7247 | 43314.5378 | 51082.6913 | 14130736.5074 | 4537.8737 | 98935.1027 | 818.8448 | 1.3619 | 7274.6399 | 8.16 | 7306.6086 | 1.8162 |  |  | 1.8162 | 2247.2836 | 523.0571 | 338.8232 | 584.0948 | 852.1193 | 1487.009 | 1565.5762
Kyrgyzstan | 5226 | 1 | 0 |  |  |  | 382.7586 | 191800 | 247.0867 |  | 20.2% | 18.43% | 0.9 | 40 | 1789.1529 | 2098.75 | 1551.25 | 3.4262 | 2.9208 | 3.9517 | 1450.6706 | [6 empty] | 0 | [6 empty] | 0 | 6 | 8.1 | 8.0247 | 50 | 405 | 1045.6706 | 3.4262 | 1789.1529 | 3850.5724 | 11.02% | 6629.2492 | 10.4798 | 5707.5307 | 4248.2601 | 8.1664 | 15433.1333 | 5383.6498 | No Port |  |  |  |  | 147.4792 | 44.013 | 72346.4197 | 4067.2033 | 76857210.7857 | No Port |  | 759.0017 | 0.76627 |  | 80 |  | 143757.331 | 179890.5952 | 13923.5029 | 6143.6727 | 310425396.8254 | No Port |  | 1897.8881 | 0.46564 |  | No Port | 94.2043 |  | 92316.1524 | 113527.4939 | 5794.9503 | 2488.1608 | 108044444.4444 | No Port |  | 1119.979 | 0.16207 |  | No Port | 251.0508 |  | 61728.7748 | 4988.0491 | 219354838.7097 | No Port |  | 703.8834 | 0.21935 |  | No Port | 206.6193 |  | 63801.5542 | 1708.1527 | 63920000 | No Port |  | 980.0214 | 3.196 |  | No Port | 18.7836 |  | 129303.2641 | 158079.9278 | 6940.1251 | 3644.0802 | 103547089.9471 | No Port |  | 1550.2168 | 1.0355 |  | No Port | 252.4534 |  | 280237.1784 | 340644.9974 | 5961.2373 | 2216.7971 | 128282539.6825 | No Port |  | 3352.0815 | 0.19242 |  | No Port | 254.5194 |  | 97945.5862 | 113630.1785 | 7383.5881 | 5654.0517 | 40707231.5072 | No Port |  | 1091.7519 | 0.81262 |  | No Port | 236.5137 |  | 75442.9339 | 64370.7101 | 13659984.0902 | No Port |  | 791.6023 | 1.3619 |  | 8.16 |  | 3.4262 |  |  | 3.4262 | 4248.2601 | 941.3095 | 579.497 | 1050.7481 | 1526.6477 | 2655.4276 | 2791.4003
Laos | 8752 | 1 | 0 |  |  |  | 382.7586 | 230800 | 271.046 |  | 19.6% | 18% | 0.9 | 40 | 1933.5083 | 2098.75 | 1551.25 | 3.1104 | 2.8656 | 3.8769 | 1806.5268 | [6 empty] | 0 | [6 empty] | 0 | 6.9 | 9.2 |  | 50 | 460 | 1346.5268 | 3.1104 | 1933.5083 | 3746.7459 | 16.98% | 10504.2035 | 14.2509 | 7641.6361 | 3860.8238 | 8.1664 | 25324.5412 | 5723.5229 | No Port |  |  |  |  | 143.6211 | 43.0054 | 66674.4725 | 4015.5526 | 76857210.7857 | No Port |  | 759.0017 | 0.76627 |  | 80 |  | 133134.5035 | 168273.6378 | 13687.2558 | 6067.2118 | 310425396.8254 | No Port |  | 1897.8881 | 0.46564 |  | No Port | 94.2043 |  | 84067.4495 | 104695.2061 | 5704.366 | 2453.1905 | 108044444.4444 | No Port |  | 1119.979 | 0.16207 |  | No Port | 251.0508 |  | 56397.1521 | 4926.2866 | 219354838.7097 | No Port |  | 703.8834 | 0.21935 |  | No Port | 206.6193 |  | 60364.4053 | 1670.1343 | 63920000 | No Port |  | 980.0214 | 3.196 |  | No Port | 18.7836 |  | 117963.8889 | 145948.824 | 6839.0171 | 3596.2712 | 103547089.9471 | No Port |  | 1550.2168 | 1.0355 |  | No Port | 252.4534 |  | 256043.7325 | 314789.5589 | 5865.533 | 2187.1241 | 128282539.6825 | No Port |  | 3352.0815 | 0.19242 |  | No Port | 254.5194 |  | 89745.8872 | 104998.9513 | 7290.733 | 5582.0866 | 40707231.5072 | No Port |  | 1091.7519 | 0.81262 |  | No Port | 236.5137 |  | 69621.1724 | 63637.5318 | 13659984.0902 | No Port |  | 791.6023 | 1.3619 |  | 8.16 |  | 3.1104 |  |  | 3.1104 | 3860.8238 | 867.511 | 542.0743 | 969.0013 | 1409.4923 | 2453.8769 | 2579.3685
Lebanon | 3171 | 0.9 | 0.1 | Beirut | 3365 |  | 382.7586 | 10230 | 57.0641 | 68.4769 | 11.2% | 12.06% | 0.9 | 40 | 1933.7363 | 2098.75 | 1733.75 | 2.2705 | 2.092 | 2.5324 | 85.3436 | [6 empty] | 0 | [6 empty] | 0 | 6.1 | 5.4 | 15.5493 | 50 | 270 | -184.6564 | 2.2705 | 1933.7363 | 2451.5778 | 7.386% | 3574.3318 | 6.0259 | 3419.5562 | 2876.8174 | 8.1664 | 6998.9857 | 3392.0492 | 34.7944 | 1.532% | 467.1334 | 0.50193 | 225.5168 | 109.3029 | 32.7729 | 51032.1661 | 3365.596 | 78509077.4068 | 2581.213 | 56978.9752 | 775.3012 | 0.76627 | 744.2107 | 80 | 4598.8565 | 100111.718 | 126407.9749 | 11508.9925 | 5014.3344 | 310425396.8254 | 10464.5733 | 141886.8826 | 1897.8881 | 0.46564 | 457.0724 | 184.2123 | 94.2043 | 9080.0915 | 62914.2377 | 78350.9522 | 4830.3793 | 1970.8976 | 108044444.4444 | 3576.9868 | 83898.8367 | 1119.979 | 0.16207 | 776.5215 | 65.7893 | 251.0508 | 6419.2016 | 42320.0121 | 4077.366 | 219354838.7097 | 6526.611 | 52923.989 | 703.8834 | 0.21935 | 241.2711 | 4791.6528 | 206.6193 | 4714.447 | 47223.9875 | 1366.8152 | 63920000 | 1829.7182 | 50420.5209 | 980.0214 | 3.196 | 788.8066 | 451.3595 | 18.7836 | 3821.6015 | 88330.9235 | 109273.3587 | 5831.4564 | 2964.1001 | 103547089.9471 | 3626.8861 | 115864.3449 | 1550.2168 | 1.0355 | 1118.9532 | 67.8446 | 252.4534 | 8365.5043 | 191792.9008 | 235755.1489 | 4991.9823 | 1778.6363 | 128282539.6825 | 3982.1809 | 241515.9661 | 3352.0815 | 0.19242 | 1882.6878 | 78.1125 | 254.5194 | 15938.1562 | 68086.5673 | 79625.2432 | 6198.0328 | 4636.5161 | 41150293.7841 | 1485.134 | 85746.8934 | 1103.621 | 0.81262 | 2112.8185 | 23.1978 | 236.5137 | 6743.1382 | 52895.0493 | 53959.5479 | 13898733.1127 | 2510.902 | 109365.4993 | 805.4187 | 1.3619 | 8041.5808 | 8.16 | 8073.5496 | 2.2705 |  |  | 2.2705 | 2876.8174 | 650.0161 | 407.2089 | 725.1734 | 1055.3011 | 1837.7805 | 1934.986
Liberia | 5258 | 0.9 | 0.1 | Monrovia | 3264 |  | 382.7586 | 96320 | 175.0989 | 210.1186 | 14.5% | 14.4% | 0.9 | 40 | 1736.8582 | 1916.25 | 1551.25 | 2.8951 | 2.6241 | 3.2415 | 665.4072 | [6 empty] | 0 | [6 empty] | 0 | 4.7 | 9.8 |  | 50 | 490 | 175.4072 | 2.8951 | 1736.8582 | 3258.9554 | 11.16% | 6516.9539 | 9.7759 | 5345.931 | 3633.1074 | 8.1664 | 13017.1482 | 4590.8512 | 52.2815 | 1.806% | 671.0155 | 0.7233 | 611.2112 | 124.4055 | 37.1115 | 63029.919 | 3645.4023 | 78458983.8191 | 3124.6851 | 69800.0065 | 774.8069 | 0.76627 | 911.668 | 80 | 5541.5794 | 122684.7218 | 152872.4918 | 12457.64 | 5429.4108 | 310425396.8254 | 11898.182 | 170200.0847 | 1897.8881 | 0.46564 | 548.2802 | 180.0266 | 94.2043 | 10914.7293 | 79077.2016 | 96798.3545 | 5206.1624 | 2160.9697 | 108044444.4444 | 4314.8377 | 103274.1619 | 1119.979 | 0.16207 | 955.8489 | 64.2822 | 251.0508 | 7689.4288 | 52893.2805 | 4412.1667 | 219354838.7097 | 7605.7366 | 64911.1837 | 703.8834 | 0.21935 | 295.9186 | 4681.8872 | 206.6193 | 5587.7873 | 55264.142 | 1504.8115 | 63920000 | 2434.6096 | 59203.5632 | 980.0214 | 3.196 | 926.2134 | 441.5334 | 18.7836 | 4479.6071 | 110720.3072 | 134761.9576 | 6260.8468 | 3215.5098 | 103547089.9471 | 4288.9388 | 142266.4062 | 1550.2168 | 1.0355 | 1373.9295 | 66.2567 | 252.4534 | 10091.919 | 239876.9464 | 290345.0507 | 5373.5271 | 1939.6842 | 128282539.6825 | 4771.7641 | 297056.499 | 3352.0815 | 0.19242 | 2315.6425 | 76.3231 | 254.5194 | 19559.7286 | 84727.9067 | 97969.8621 | 6657.4999 | 5026.2256 | 41136925.3946 | 1998.272 | 104994.3598 | 1103.2629 | 0.81262 | 2587.0794 | 22.6807 | 236.5137 | 8038.2432 | 65317.5136 | 58028.5262 | 13891506.7116 | 3030.5753 | 126376.6151 | 805.0005 | 1.3619 | 9292.3982 | 8.16 | 9324.3669 | 2.8951 |  |  | 2.8951 | 3633.1074 | 803.3487 | 492.4613 | 895.9124 | 1301.4558 | 2263.3248 | 2381.5553
Libya | 3038 | 0.9 | 0.1 | Tripoli | 2435 |  | 382.7586 | 1759540 | 748.3842 | 898.0611 | 8.3% | 10.01% | 0.75 | 40 | 2457.8917 | 2646.25 | 1916.25 | 1.8699 | 1.7368 | 2.3985 | 13447.9253 | [6 empty] | 0 | 3325.8779 | 3504 | 3153.6 | 7.1612 | 6.7972 | 7.5524 | 91.7277 | 6.4 | 8.1 | 31.5289 | 50 | 405 | 13134.653 | 1.8699 | 2457.8917 | 2013.7215 | 7.141% | 2981.8301 | 4.9956 | 2890.2613 | 2156.2743 | 8.1664 | 5963.5096 | 2595.3681 | 58.4015 | 3.123% | 997.4549 | 1.0559 | 1807.6644 | 96.8467 | 29.1206 | 39524.9963 | 3108.3237 | 78049025.6083 | 3472.6507 | 46105.9707 | 770.7617 | 0.76627 | 602.1968 | 80 | 3799.3709 | 80663.0086 | 103749.6223 | 10722.0965 | 4650.2981 | 310425396.8254 | 8756.5353 | 117156.4558 | 1897.8881 | 0.46564 | 377.4062 | 145.6707 | 94.2043 | 7463.7544 | 47616.3512 | 61168.9062 | 4516.4707 | 1804.1665 | 108044444.4444 | 4074.0714 | 67047.1441 | 1119.979 | 0.16207 | 620.5515 | 51.9122 | 251.0508 | 5306.8054 | 32275.2391 | 3783.7996 | 219354838.7097 | 6038.3979 | 42097.4366 | 703.8834 | 0.21935 | 191.9148 | 3780.939 | 206.6193 | 3844.0598 | 41607.0302 | 1255.0268 | 63920000 | 2856.1063 | 45718.1634 | 980.0214 | 3.196 | 715.2404 | 360.8814 | 18.7836 | 3462.2719 | 67218.5808 | 85604.8444 | 5471.0081 | 2744.703 | 103547089.9471 | 4178.3484 | 92527.8958 | 1550.2168 | 1.0355 | 893.5828 | 53.2236 | 252.4534 | 6826.0963 | 146662.3958 | 185258.7423 | 4675.9968 | 1637.3966 | 128282539.6825 | 4338.4271 | 191234.5659 | 3352.0815 | 0.19242 | 1490.7295 | 61.6361 | 254.5194 | 12621.4856 | 52181.1933 | 62281.264 | 5792.6024 | 4286.3692 | 41027362.6995 | 2669.9907 | 69237.6239 | 1100.3278 | 0.81262 | 1706.0272 | 18.4368 | 236.5137 | 5630.5861 | 41105.2266 | 50237.3306 | 13832334.7893 | 3452.6855 | 94795.2427 | 801.5763 | 1.3619 | 6970.2384 | 8.16 | 7002.2072 | 1.8699 |  | 7.1612 | 1.8699 | 2156.2743 | 506.4124 | 334.2176 | 566.1458 | 826.7238 | 1444.1462 | 1518.0421
Macedonia | 1705 | 1 | 0 |  |  |  | 382.7586 | 25430 | 89.9701 |  | 11.4% | 12.2% | 0.9 | 40 | 1640.2463 | 1733.75 | 1551.25 | 2.7003 | 2.5547 | 2.8553 | 166.5752 | [6 empty] | 0 | [6 empty] | 0 | 2.1 | 1.9 | 15.6889 | 50 | 95 | 71.5752 | 2.7003 | 1640.2463 | 2831.9134 | 4.646% | 1828.3753 | 4.6603 | 2718.0367 | 3419.1757 | 8.1664 | 3838.7162 | 3702.0347 | No Port |  |  |  |  | 112.3741 | 33.4599 | 57679.43 | 3339.9748 | 76857210.7857 | No Port |  | 759.0017 | 0.76627 |  | 80 |  | 114336.9552 | 141424.5706 | 11690.0894 | 5041.4145 | 310425396.8254 | No Port |  | 1897.8881 | 0.46564 |  | No Port | 94.2043 |  | 74438.1636 | 90339.4301 | 4896.303 | 1983.2153 | 108044444.4444 | No Port |  | 1119.979 | 0.16207 |  | No Port | 251.0508 |  | 49733.2463 | 4099.3814 | 219354838.7097 | No Port |  | 703.8834 | 0.21935 |  | No Port | 206.6193 |  | 51540.1869 | 1400.2385 | 63920000 | No Port |  | 980.0214 | 3.196 |  | No Port | 18.7836 |  | 104118.4453 | 125691.1212 | 5902.135 | 2983.404 | 103547089.9471 | No Port |  | 1550.2168 | 1.0355 |  | No Port | 252.4534 |  | 225373.292 | 270658.5382 | 5066.1489 | 1789.1559 | 128282539.6825 | No Port |  | 3352.0815 | 0.19242 |  | No Port | 254.5194 |  | 78683.6756 | 90441.7664 | 6212.5209 | 4630.8685 | 40707231.5072 | No Port |  | 1091.7519 | 0.81262 |  | No Port | 236.5137 |  | 59864.7491 | 53670.9007 | 13659984.0902 | No Port |  | 791.6023 | 1.3619 |  | 8.16 |  | 2.7003 |  |  | 2.7003 | 3419.1757 | 750.4752 | 455.5831 | 836.1321 | 1213.8547 | 2109.8626 | 2221.7617
Madagascar | 8849 | 0.8 | 0.2 | Toamasina | 6858 | Suez | 382.7586 | 581800 | 430.3402 | 516.4082 | 29% | 24.65% | 0.8 | 40 | 2166.3467 | 2463.75 | 1733.75 | 4.0666 | 3.5757 | 5.0813 | 4571.1155 | [6 empty] | 0 | 3933.2973 | 4204.8 | 3153.6 | 11.2652 | 10.5378 | 14.0504 | 974.7497 | 25.6 | 53.8 |  | 50 | 2690 | 2855.8653 | 4.0666 | 2166.3467 | 4933.5657 | 17.57% | 19752.7447 | 24.6863 | 12842.6201 | 4660.4374 | 8.1664 | 32552.4715 | 7054.602 | 97.3772 | 2.395% | 1510.6828 | 1.6081 | 2025.8428 | 182.1141 | 54.4736 | 84864.2907 | 4952.4512 | 80261343.3959 | 8067.175 | 97883.9169 | 792.5913 | 0.76627 | 1278.4761 | 80 | 7606.5728 | 164706.8479 | 209764.607 | 16129.9592 | 7245.5114 | 310425396.8254 | 29830.6986 | 246840.817 | 1897.8881 | 0.46564 | 795.1695 | 328.9713 | 94.2043 | 15604.1342 | 101458.9874 | 127909.283 | 6684.187 | 2992.9322 | 108044444.4444 | 11277.6247 | 142179.84 | 1119.979 | 0.16207 | 1315.9385 | 117.9105 | 251.0508 | 9959.7395 | 68050.064 | 5876.3408 | 219354838.7097 | 19602.2172 | 93528.6219 | 703.8834 | 0.21935 | 426.3805 | 8587.8069 | 206.6193 | 7979.2107 | 75227.8536 | 2010.6015 | 63920000 | 6557.1556 | 83795.6107 | 980.0214 | 3.196 | 1310.9451 | 791.1877 | 18.7836 | 6349.7206 | 142610.0551 | 178494.2193 | 7968.3763 | 4303.8694 | 103547089.9471 | 10854.8076 | 193652.8964 | 1550.2168 | 1.0355 | 1870.1916 | 122.7598 | 252.4534 | 13049.2461 | 310085.294 | 385413.1399 | 6845.1935 | 2644.2728 | 128282539.6825 | 12433.2712 | 400490.6839 | 3352.0815 | 0.19242 | 3121.9423 | 139.9966 | 254.5194 | 25398.3458 | 111048.6534 | 131042.9589 | 8662.8974 | 6788.9465 | 41615311.23 | 5407.996 | 143239.9014 | 1116.0783 | 0.81262 | 3529.4563 | 41.0797 | 236.5137 | 10373.1158 | 88303.1294 | 76951.7091 | 14150978.7613 | 7736.2963 | 172991.1348 | 820.0162 | 1.3619 | 12719.9364 | 8.16 | 12751.9051 | 4.0666 |  | 11.2652 | 4.0666 | 4660.4374 | 1057.3495 | 675.7327 | 1183.858 | 1723.7975 | 3004.4084 | 3148.9121
Malawi | 7787 | 1 | 0 |  |  |  | 382.7586 | 94280 | 173.2347 |  | 20.5% | 18.64% | 0.9 | 40 | 2037.9025 | 2098.75 | 1916.25 | 3.0365 | 2.9484 | 3.2292 | 961.9691 | [6 empty] | 0 | [6 empty] | 0 | 18.6 | 41.7 |  | 50 | 2085 | -1123.0309 | 3.0365 | 2037.9025 | 3588.8291 | 15.39% | 9687.0538 | 13.2759 | 7143.8675 | 3763.0421 | 8.1664 | 23124.8321 | 5463.9979 | No Port |  |  |  |  | 146.3962 | 43.9243 | 65596.0961 | 4088.7777 | 76857210.7857 | No Port |  | 759.0017 | 0.76627 |  | 80 |  | 131376.741 | 167230.9418 | 13868.9346 | 6179.2152 | 310425396.8254 | No Port |  | 1897.8881 | 0.46564 |  | No Port | 94.2043 |  | 82016.6678 | 103064.1905 | 5779.957 | 2504.5308 | 108044444.4444 | No Port |  | 1119.979 | 0.16207 |  | No Port | 251.0508 |  | 55133.4964 | 5016.521 | 219354838.7097 | No Port |  | 703.8834 | 0.21935 |  | No Port | 206.6193 |  | 60170.5666 | 1692.1495 | 63920000 | No Port |  | 980.0214 | 3.196 |  | No Port | 18.7836 |  | 115229.3859 | 143783.8026 | 6928.2897 | 3662.3026 | 103547089.9471 | No Port |  | 1550.2168 | 1.0355 |  | No Port | 252.4534 |  | 250366.3526 | 310307.6317 | 5937.7752 | 2230.5731 | 128282539.6825 | No Port |  | 3352.0815 | 0.19242 |  | No Port | 254.5194 |  | 87915.87 | 103479.3275 | 7403.2599 | 5685.5043 | 40707231.5072 | No Port |  | 1091.7519 | 0.81262 |  | No Port | 236.5137 |  | 68587.1988 | 64729.8011 | 13659984.0902 | No Port |  | 791.6023 | 1.3619 |  | 8.16 |  | 3.0365 |  |  | 3.0365 | 3763.0421 | 853.4801 | 538.7154 | 953.9055 | 1388.5837 | 2418.9389 | 2542.038
Malaysia | 10092 | 0.9 | 0.1 | Port Kelang | 8091 | Suez | 382.7586 | 328550 | 323.3894 | 388.0673 | 8.3% | 10.01% | 0.9 | 40 | 1794.1682 | 2098.75 | 1551.25 | 2.1347 | 1.8249 | 2.469 | 2362.3619 | [6 empty] | 0 | [6 empty] | 0 | 31.6 | 41.7 | 35.111 | 50 | 2085 | 277.3619 | 2.1347 | 1794.1682 | 2650.3815 | 19.46% | 9077.1135 | 11.7275 | 6348.4606 | 2734.631 | 8.1664 | 19669.9657 | 4181.5525 | 45.8604 | 2.148% | 633.5968 | 0.67946 | 824.548 | 98.3031 | 29.4071 | 49437.0142 | 3179.5778 | 80889173.3985 | 6440.1424 | 59056.7343 | 798.7863 | 0.76627 | 771.3486 | 80 | 4751.6329 | 93809.3527 | 117271.2461 | 10805.5979 | 4651.5979 | 310425396.8254 | 24803.1493 | 146725.9933 | 1897.8881 | 0.46564 | 472.661 | 380.07 | 94.2043 | 9633.6704 | 59805.3279 | 73578.1837 | 4545.6204 | 1804.7057 | 108044444.4444 | 8774.99 | 84157.8795 | 1119.979 | 0.16207 | 778.9191 | 136.3088 | 251.0508 | 6557.0585 | 40154.2161 | 3784.9646 | 219354838.7097 | 15792.5723 | 59731.753 | 703.8834 | 0.21935 | 272.3065 | 9927.8178 | 206.6193 | 5592.677 | 44193.6932 | 1271.9563 | 63920000 | 4467.607 | 49933.2565 | 980.0214 | 3.196 | 781.1836 | 911.1442 | 18.7836 | 3818.8643 | 83839.6731 | 102524.8109 | 5501.1751 | 2747.4504 | 103547089.9471 | 8753.7511 | 114026.0124 | 1550.2168 | 1.0355 | 1101.1996 | 142.1445 | 252.4534 | 8393.4185 | 181805.687 | 221029.4284 | 4710.4792 | 1637.9094 | 128282539.6825 | 9726.6118 | 232393.9496 | 3352.0815 | 0.19242 | 1811.579 | 161.8412 | 254.5194 | 15611.6447 | 65411.5205 | 75864.0291 | 5854.2952 | 4337.3152 | 41780710.3432 | 3742.2648 | 83943.6092 | 1120.5091 | 0.81262 | 2068.3852 | 47.3918 | 236.5137 | 6688.9133 | 50807.4175 | 51055.9252 | 14241108.3392 | 6214.2813 | 108077.624 | 825.232 | 1.3619 | 7946.8841 | 8.16 | 7978.8528 | 2.1347 |  |  | 2.1347 | 2734.631 | 611.1697 | 377.7759 | 680.9992 | 990.1274 | 1722.9892 | 1815.7669
Mali | 3928 | 1 | 0 |  |  |  | 382.7586 | 1220190 | 623.2163 |  | 15.3% | 14.96% | 0.8 | 40 | 2303.6275 | 2463.75 | 1916.25 | 2.5312 | 2.3667 | 3.0429 | 10349.2496 | [6 empty] | 0 | [6 empty] | 0 | 18.5 | 44 |  | 50 | 2200 | 8149.2496 | 2.5312 | 2303.6275 | 2772.9986 | 8.721% | 4316.4257 | 7.0894 | 3965.8837 | 2962.3458 | 8.1664 | 10000.1305 | 3698.25 | No Port |  |  |  |  | 125.2323 | 37.6058 | 52639.0753 | 3658.459 | 76857210.7857 | No Port |  | 759.0017 | 0.76627 |  | 80 |  | 107556.7878 | 137957.6064 | 12525.1095 | 5527.506 | 310425396.8254 | No Port |  | 1897.8881 | 0.46564 |  | No Port | 94.2043 |  | 64934.652 | 82780.8711 | 5240.5317 | 2205.9984 | 108044444.4444 | No Port |  | 1119.979 | 0.16207 |  | No Port | 251.0508 |  | 43814.742 | 4491.0632 | 219354838.7097 | No Port |  | 703.8834 | 0.21935 |  | No Port | 206.6193 |  | 52179.2518 | 1505.318 | 63920000 | No Port |  | 980.0214 | 3.196 |  | No Port | 18.7836 |  | 91480.6113 | 115691.9344 | 6306.2321 | 3271.1106 | 103547089.9471 | No Port |  | 1550.2168 | 1.0355 |  | No Port | 252.4534 |  | 199260.784 | 250085.0644 | 5398.915 | 1977.7281 | 128282539.6825 | No Port |  | 3352.0815 | 0.19242 |  | No Port | 254.5194 |  | 70133.5201 | 83329.7939 | 6707.5347 | 5080.2644 | 40707231.5072 | No Port |  | 1091.7519 | 0.81262 |  | No Port | 236.5137 |  | 55063.8533 | 58406.1409 | 13659984.0902 | No Port |  | 791.6023 | 1.3619 |  | 8.16 |  | 2.5312 |  |  | 2.5312 | 2962.3458 | 684.8944 | 444.4147 | 766.1742 | 1117.2881 | 1949.4864 | 2047.0514
Malta | 1938 | 0.9 | 0.1 | Valletta | 2345 |  | 382.7586 | 320 | 10.0925 | 12.111 | 7.9% | 9.73% | 0.9 | 40 | 1916.25 | 1916.25 | 1916.25 | 1.9584 | 1.9584 | 1.9584 | 1.6979 | [6 empty] | 0 | 3153.6 | 3153.6 | 3153.6 | 7.4269 | 7.4269 | 7.4269 | 125.1979 | 0.4 | 0.4 | 35.111 | 50 | 20 | 106.8958 | 1.9584 | 1916.25 | 2063.4977 | 5.094% | 1988.1698 | 4.0517 | 2405.388 | 2513.1481 | 8.1664 | 3765.0528 | 2790.5907 | 27.8764 | 1.423% | 357.7207 | 0.3856 | 88.9664 | 95.919 | 28.7723 | 44367.7864 | 3074.652 | 78004647.7869 | 1781.6819 | 49224.1204 | 770.3238 | 0.76627 | 642.9234 | 80 | 4028.6466 | 87729.4016 | 110576.9726 | 10658.8759 | 4600.7916 | 310425396.8254 | 7290.6765 | 122468.4408 | 1897.8881 | 0.46564 | 394.5181 | 141.9409 | 94.2043 | 7870.6355 | 55090.3476 | 68502.5771 | 4488.9927 | 1781.4618 | 108044444.4444 | 2441.3725 | 72725.4113 | 1119.979 | 0.16207 | 673.1064 | 50.5693 | 251.0508 | 5734.1934 | 37102.108 | 3743.94 | 219354838.7097 | 4492.5272 | 45338.5752 | 703.8834 | 0.21935 | 206.6906 | 3683.128 | 206.6193 | 4075.1868 | 42236.0756 | 1248.7955 | 63920000 | 1197.4385 | 44682.3096 | 980.0214 | 3.196 | 699.0349 | 352.1254 | 18.7836 | 3383.939 | 77354.8611 | 95550.7502 | 5437.6629 | 2715.9324 | 103547089.9471 | 2517.5916 | 100784.2742 | 1550.2168 | 1.0355 | 973.3183 | 51.8087 | 252.4534 | 7446.7406 | 167965.448 | 206162.1612 | 4651.1264 | 1618.1935 | 128282539.6825 | 2719.3384 | 210499.6932 | 3352.0815 | 0.19242 | 1640.9068 | 60.0416 | 254.5194 | 14066.8899 | 59480.5831 | 69473.1857 | 5744.1938 | 4239.7536 | 41015485.6499 | 982.2059 | 74695.1452 | 1100.0096 | 0.81262 | 1840.5015 | 17.9761 | 236.5137 | 6039.6108 | 45939.7913 | 49733.9839 | 13825926.0033 | 1754.8583 | 97428.6335 | 801.2054 | 1.3619 | 7163.8701 | 8.16 | 7195.8388 | 1.9584 |  | 7.4269 | 1.9584 | 2513.1481 | 568.7839 | 356.2111 | 634.0222 | 922.7758 | 1607.0945 | 1693.8282
Mauritania | 3733 | 0.9 | 0.1 | Nouakchott | 2398 |  | 382.7586 | 1030700 | 572.7844 | 687.3413 | 17% | 16.16% | 0.8 | 40 | 2327.139 | 2463.75 | 1916.25 | 2.6644 | 2.5167 | 3.2358 | 8637.4206 | [6 empty] | 0 | 3168.3246 | 3504 | 3153.6 | 10.2357 | 9.2551 | 10.2835 | 96.5072 | 4.4 | 9 |  | 50 | 450 | 8283.9278 | 2.6644 | 2327.139 | 2909.2718 | 8.416% | 5240.2466 | 8.1495 | 4510.454 | 3106.8852 | 8.1664 | 10040.1561 | 3845.7324 | 72.5141 | 2.722% | 1232.7838 | 1.3053 | 1921.7679 | 131.9756 | 39.6369 | 56098.0408 | 3838.4192 | 78030778.3375 | 3768.5426 | 63705.0027 | 770.5817 | 0.76627 | 832.0603 | 80 | 5093.4174 | 112886.9341 | 145025.3398 | 12954.3688 | 5740.408 | 310425396.8254 | 10008.2871 | 160774.035 | 1897.8881 | 0.46564 | 517.9152 | 144.1373 | 94.2043 | 10089.2261 | 68059.1539 | 86925.3902 | 5413.3676 | 2303.5305 | 108044444.4444 | 4569.1465 | 93798.0673 | 1119.979 | 0.16207 | 868.1434 | 51.3601 | 251.0508 | 6912.263 | 45919.2138 | 4662.707 | 219354838.7097 | 6898.8162 | 57480.7371 | 703.8834 | 0.21935 | 262.0445 | 3740.7278 | 206.6193 | 4972.2281 | 54479.9097 | 1564.3562 | 63920000 | 3200.9043 | 59245.1702 | 980.0214 | 3.196 | 926.8644 | 357.2817 | 18.7836 | 4476.5327 | 95897.0176 | 121492.1614 | 6505.9597 | 3398.669 | 103547089.9471 | 4601.5546 | 129492.3851 | 1550.2168 | 1.0355 | 1250.5652 | 52.6419 | 252.4534 | 9041.9796 | 208910.6447 | 262639.8341 | 5570.9231 | 2060.3271 | 128282539.6825 | 4888.387 | 269588.5482 | 3352.0815 | 0.19242 | 2101.5218 | 60.9805 | 254.5194 | 17304.7561 | 74100.379 | 88158.8107 | 6961.6314 | 5306.0752 | 41022479.4962 | 2922.1295 | 96387.0153 | 1100.197 | 0.81262 | 2374.9929 | 18.2474 | 236.5137 | 7346.7747 | 58571.2378 | 60942.6083 | 13829699.7066 | 3724.7568 | 123238.6029 | 801.4238 | 1.3619 | 9061.662 | 8.16 | 9093.6307 | 2.6644 |  | 10.2357 | 2.6644 | 3106.8852 | 718.922 | 467.1826 | 804.5336 | 1173.3035 | 2047.3545 | 2149.0366
Mauritius | 9512 | 0.8 | 0.2 | Port Louis | 6997 | Suez | 382.7586 | 2030 | 25.4199 | 30.5038 | 12.5% | 12.98% | 0.9 | 40 | 1945.9805 | 2098.75 | 1733.75 | 2.3853 | 2.2117 | 2.6773 | 10.8014 | [6 empty] | 0 | 4204.633 | 4204.8 | 3854.4 | 6.6534 | 6.6532 | 7.258 | 1234.9007 | 1.3 | 1.2 |  | 50 | 60 | 1185.7021 | 2.3853 | 1945.9805 | 2934.3718 | 18.71% | 12274.7854 | 15.2092 | 8119.2069 | 3009.9748 | 8.1664 | 21874.8859 | 4619.0228 | 34.8026 | 1.459% | 461.6783 | 0.49648 | 149.6925 | 114.5307 | 34.3401 | 54637.6387 | 3527.9932 | 80331876.2506 | 5277.8116 | 63443.4435 | 793.2873 | 0.76627 | 828.644 | 80 | 5074.1851 | 104726.4815 | 132369.7935 | 11841.324 | 5177.2053 | 310425396.8254 | 22439.1179 | 159986.1166 | 1897.8881 | 0.46564 | 515.377 | 334.7318 | 94.2043 | 10335.3973 | 65781.6827 | 82009.1602 | 4963.9703 | 2045.5073 | 108044444.4444 | 7553.3646 | 91608.0322 | 1119.979 | 0.16207 | 847.8736 | 119.9846 | 251.0508 | 6936.2316 | 44237.6957 | 4208.6798 | 219354838.7097 | 14107.8223 | 62554.1978 | 703.8834 | 0.21935 | 285.1735 | 8738.8706 | 206.6193 | 5712.7872 | 49109.5323 | 1412.7882 | 63920000 | 3572.5728 | 54094.8933 | 980.0214 | 3.196 | 846.2906 | 804.7108 | 18.7836 | 4123.1611 | 92360.959 | 114376.1937 | 5985.6613 | 3061.7788 | 103547089.9471 | 7469.4822 | 124907.4547 | 1550.2168 | 1.0355 | 1206.2865 | 124.9451 | 252.4534 | 8959.9115 | 200554.841 | 246769.1042 | 5125.2005 | 1841.8253 | 128282539.6825 | 8443.3678 | 257054.2974 | 3352.0815 | 0.19242 | 2003.8136 | 142.4592 | 254.5194 | 16924.9718 | 72022.9731 | 84295.1271 | 6410.1211 | 4826.4496 | 41633924.4017 | 2855.4775 | 91977.0542 | 1116.5769 | 0.81262 | 2266.3307 | 41.7912 | 236.5137 | 7150.3023 | 56436.1823 | 56188.894 | 14161110.7595 | 5073.5388 | 117698.6151 | 820.6025 | 1.3619 | 8654.3099 | 8.16 | 8686.2787 | 2.3853 |  | 6.6534 | 2.3853 | 3009.9748 | 680.1489 | 426.4142 | 759.0317 | 1104.5814 | 1923.6375 | 2024.6741
Mexico | 9086 | 0.3 | 0.7 | Manzanillo | 6565 | Panama | 382.7586 | 1943950 | 786.6248 | 943.9497 | 9% | 10.51% | 0.8 | 40 | 2224.9872 | 2463.75 | 1733.75 | 2.005 | 1.8107 | 2.573 | 15525.9743 | 3132.8119 | 3971 | 2847.5 | 4.1047 | 3.2383 | 4.516 | 606.0049 | 3444.3995 | 4204.8 | 3153.6 | 7.116 | 5.8291 | 7.7722 | 4028.1564 | 129.2 | 164.3 | 17.9777 | 50 | 8215 | 11945.1356 | 3.2327 | 5357.7991 | 3948.2144 | 18.12% | 17058.1285 | 21.0063 | 11008.5242 | 2225.7853 | 8.1664 | 18275.856 | 3570.1987 | 103.785 | 3.21% | 1067.9316 | 1.1717 | 1955.7907 | 106.817 | 31.3719 | 42600.5209 | 3229.3849 | 80112869.0172 | 6404.9826 | 52234.8883 | 791.1263 | 0.76627 | 682.2475 | 80 | 4250.0266 | 95521.2336 | 121176.9194 | 11311.283 | 4744.3834 | 310425396.8254 | 19294.8139 | 145216.1167 | 1897.8881 | 0.46564 | 467.7972 | 316.8286 | 94.2043 | 9387.052 | 49747.2418 | 64807.9214 | 4598.9633 | 1846.9902 | 108044444.4444 | 7670.8295 | 74325.741 | 1119.979 | 0.16207 | 687.9182 | 113.5384 | 251.0508 | 5738.553 | 33343.5309 | 3860.2307 | 219354838.7097 | 12669.9221 | 49873.6836 | 703.8834 | 0.21935 | 227.3653 | 8269.3777 | 206.6193 | 4745.8749 | 55330.4978 | 1362.9555 | 63920000 | 5379.5804 | 62073.0337 | 980.0214 | 3.196 | 971.105 | 762.6822 | 18.7836 | 4718.4313 | 70601.1562 | 91033.4383 | 5702.2509 | 2810.7973 | 103547089.9471 | 7794.9529 | 101639.1886 | 1550.2168 | 1.0355 | 981.5746 | 118.1534 | 252.4534 | 7362.5192 | 155165.7019 | 198057.0393 | 4917.1405 | 1673.9409 | 128282539.6825 | 8345.2964 | 208076.2766 | 3352.0815 | 0.19242 | 1622.0156 | 134.8056 | 254.5194 | 13564.4627 | 55033.784 | 66407.7378 | 5986.9521 | 4415.9908 | 41576103.5238 | #VALUE! |  | 1115.0279 | 0.81262 |  | 39.5797 | 236.5137 |  | 44501.3776 | 51728.7898 | 14129645.1231 | #VALUE! |  | 818.7816 | 1.3619 |  | 8.16 |  | 2.005 | 4.1047 | 7.116 | 2.005 | 2225.7853 | 531.7563 | 390.3576 | 599.8265 | 879.1501 | 1543.9127 | 1597.2574
Moldova | 1730 | 1 | 0 |  |  |  | 382.7586 | 32870 | 102.2881 |  | 13.9% | 13.97% | 0.9 | 40 | 1476.1237 | 1551.25 | 1368.75 | 3.3279 | 3.1667 | 3.589 | 200.7455 | [6 empty] | 0 | [6 empty] | 0 | 3.6 | 3.2 | 10.0251 | 50 | 160 | 40.7455 | 3.3279 | 1476.1237 | 3491.7799 | 4.693% | 2057.2491 | 5.549 | 3174.5826 | 4182.8069 | 8.1664 | 4271.8963 | 4497.5174 | No Port |  |  |  |  | 124.6646 | 36.9137 | 69300.0857 | 3549.8445 | 76857210.7857 | No Port |  | 759.0017 | 0.76627 |  | 80 |  | 136412.2615 | 166666.8083 | 12457.4491 | 5356.6242 | 310425396.8254 | No Port |  | 1897.8881 | 0.46564 |  | No Port | 94.2043 |  | 90734.1602 | 108494.5132 | 5197.9836 | 2127.5238 | 108044444.4444 | No Port |  | 1119.979 | 0.16207 |  | No Port | 251.0508 |  | 60344.3732 | 4353.6976 | 219354838.7097 | No Port |  | 703.8834 | 0.21935 |  | No Port | 206.6193 |  | 59139.4264 | 1514.6524 | 63920000 | No Port |  | 980.0214 | 3.196 |  | No Port | 18.7836 |  | 126625.8023 | 150720.6341 | 6245.0203 | 3175.4678 | 103547089.9471 | No Port |  | 1550.2168 | 1.0355 |  | No Port | 252.4534 |  | 273589.2665 | 324169.0087 | 5375.3038 | 1911.4609 | 128282539.6825 | No Port |  | 3352.0815 | 0.19242 |  | No Port | 254.5194 |  | 95144.3978 | 108277.1784 | 6565.796 | 4925.0308 | 40707231.5072 | No Port |  | 1091.7519 | 0.81262 |  | No Port | 236.5137 |  | 71883.0751 | 56716.3883 | 13659984.0902 | No Port |  | 791.6023 | 1.3619 |  | 8.16 |  | 3.3279 |  |  | 3.3279 | 4182.8069 | 901.6732 | 536.8981 | 1004.1656 | 1455.5758 | 2526.9924 | 2659.9003
Mongolia | 6571 | 1 | 0 |  |  |  | 382.7586 | 1553560 | 703.2165 |  | 16.6% | 15.88% | 0.85 | 40 | 2059.5971 | 2281.25 | 1551.25 | 2.7937 | 2.5223 | 3.7092 | 12174.1892 | 2958.6673 | 3971 | 2847.5 | 5.7612 | 4.2925 | 5.9862 | 2380.3388 | [6 empty] | 0 | 3.1 | 4.1 | 21.2364 | 50 | 205 | 14349.528 | 4.5433 | 5018.2644 | 5242.8525 | 13.34% | 7236.0256 | 12.4789 | 6734.4461 | 3129.8109 | 8.1664 | 17438.1213 | 4412.6262 | No Port |  |  |  |  | 140.8952 | 41.2255 | 56491.0617 | 3780.6769 | 76857210.7857 | No Port |  | 759.0017 | 0.76627 |  | 80 |  | 130905.2457 | 165341.9966 | 13455.7275 | 5699.6894 | 310425396.8254 | No Port |  | 1897.8881 | 0.46564 |  | No Port | 94.2043 |  | 69439.9726 | 89655.4085 | 5393.9455 | 2284.4716 | 108044444.4444 | No Port |  | 1119.979 | 0.16207 |  | No Port | 251.0508 |  | 46294.4821 | 4630.7243 | 219354838.7097 | No Port |  | 703.8834 | 0.21935 |  | No Port | 206.6193 |  | 72598.2212 | 1672.5907 | 63920000 | No Port |  | 980.0214 | 3.196 |  | No Port | 18.7836 |  | 98339.9 | 125765.4544 | 6676.5836 | 3388.4748 | 103547089.9471 | No Port |  | 1550.2168 | 1.0355 |  | No Port | 252.4534 |  | 215770.1982 | 273341.7755 | 5779.1997 | 2044.5915 | 128282539.6825 | No Port |  | 3352.0815 | 0.19242 |  | No Port | 254.5194 |  | 74638.7232 | 89586.8994 | 6973.599 | 5247.1731 | 40707231.5072 | No Port |  | 1091.7519 | 0.81262 |  | No Port | 236.5137 |  | 59648.2135 | 60012.8756 | 13659984.0902 | No Port |  | 791.6023 | 1.3619 |  | 8.16 |  | 2.7937 | 5.7612 |  | 2.7937 | 3129.8109 | 735.0132 | 532.6304 | 829.8012 | 1214.5726 | 2130.7793 | 2200.7613
Morocco | 2475 | 0.9 | 0.1 | Casablanca | 1386 |  | 382.7586 | 446300 | 376.9107 | 452.2929 | 11.8% | 12.49% | 0.8 | 40 | 2179.0515 | 2463.75 | 1916.25 | 2.3266 | 2.0578 | 2.6457 | 3156.2909 | 2847.5 | 2847.5 | 2847.5 | 5.0576 | 5.0576 | 5.0576 | 32.7712 | 3470.4792 | 3854.4 | 3153.6 | 7.8612 | 7.0782 | 8.6511 | 845.2699 | 35.7 | 45.7 | 6.5593 | 50 | 2285 | 1749.332 | 3.8737 | 5026.5515 | 4125.2634 | 6.098% | 2959.5651 | 7.0848 | 3963.5228 | 2663.1255 | 8.1664 | 5647.5158 | 3078.9845 | 87.9955 | 2.272% | 803.8583 | 0.89185 | 1087.8687 | 120.2419 | 35.1732 | 48562.6694 | 3400.99 | 77533341.4901 | 2283.1784 | 54246.8378 | 765.6733 | 0.76627 | 708.5258 | 80 | 4397.9641 | 111981.186 | 141096.1278 | 12151.2106 | 5097.1145 | 310425396.8254 | 6155.3838 | 152348.6261 | 1897.8881 | 0.46564 | 490.7737 | 102.1974 | 94.2043 | 9677.1857 | 59253.8175 | 76345.1872 | 4895.5308 | 2008.4896 | 108044444.4444 | 2742.2354 | 81095.9122 | 1119.979 | 0.16207 | 750.5792 | 36.2595 | 251.0508 | 6091.2935 | 39541.0745 | 4144.7925 | 219354838.7097 | 4178.7812 | 47864.6483 | 703.8834 | 0.21935 | 218.2065 | 2640.8973 | 206.6193 | 4184.2928 | 63237.1127 | 1487.1423 | 63920000 | 1873.9171 | 66598.1722 | 980.0214 | 3.196 | 1041.8988 | 258.8259 | 18.7836 | 5020.7684 | 83925.6439 | 107112.8901 | 6079.2321 | 3025.2667 | 103547089.9471 | 2801.1729 | 112939.3298 | 1550.2168 | 1.0355 | 1090.705 | 36.7317 | 252.4534 | 7996.8036 | 184162.2993 | 232836.8427 | 5255.335 | 1810.8027 | 128282539.6825 | 2934.9913 | 237582.6366 | 3352.0815 | 0.19242 | 1852.0263 | 43.0513 | 254.5194 | 15316.8695 | 64014.3811 | 76708.8981 | 6335.1045 | 4700.4485 | 40889142.4006 | 1725.9696 | 83135.3163 | 1096.6251 | 0.81262 | 2048.4688 | 13.0666 | 236.5137 | 6470.7552 | 51076.4096 | 54398.4945 | 13757820.9424 | 2280.8542 | 107755.7584 | 797.2642 | 1.3619 | 7923.2175 | 8.16 | 7955.1863 | 2.3266 | 5.0576 | 7.8612 | 2.3266 | 2663.1255 | 626.3456 | 454.5251 | 706.6091 | 1034.4365 | 1815.0314 | 1876.0212
Mozambique | 8399 | 0.9 | 0.1 | Maputo | 7238 |  | 382.7586 | 786380 | 500.3124 | 600.3749 | 16.2% | 15.6% | 0.85 | 40 | 2102.6786 | 2281.25 | 1916.25 | 2.6975 | 2.4864 | 2.96 | 6317.8051 | [6 empty] | 0 | 3550.7649 | 4204.8 | 3153.6 | 8.9102 | 7.5243 | 10.0323 | 1810.7481 | 29.6 | 67.8 | 4.7334 | 50 | 3390 | 4738.5531 | 2.6975 | 2102.6786 | 3235.3649 | 16.62% | 10816.9866 | 14.0524 | 7542.6549 | 3261.0693 | 8.1664 | 21919.4093 | 4873.3911 | 68.9306 | 2.555% | 1109.6228 | 1.1786 | 1650.5487 | 129.3293 | 38.7848 | 59785.4047 | 3851.6483 | 80454313.9575 | 6553.6004 | 70190.6534 | 794.4954 | 0.76627 | 916.7703 | 80 | 5570.3034 | 115372.9371 | 146829.4483 | 12782.5791 | 5640.6891 | 310425396.8254 | 23134.0129 | 175604.1503 | 1897.8881 | 0.46564 | 565.6887 | 344.7195 | 94.2043 | 11239.2645 | 71268.8852 | 89734.8284 | 5342.5808 | 2257.8282 | 108044444.4444 | 8699.5146 | 100692.1712 | 1119.979 | 0.16207 | 931.9514 | 123.5807 | 251.0508 | 7452.0816 | 47955.652 | 4582.355 | 219354838.7097 | 14969.1071 | 67507.1141 | 703.8834 | 0.21935 | 307.753 | 9000.7868 | 206.6193 | 6096.2307 | 54333.221 | 1542.6994 | 63920000 | 5078.0333 | 60953.9536 | 980.0214 | 3.196 | 953.5975 | 828.1573 | 18.7836 | 4639.3147 | 100198.6768 | 125250.7574 | 6422.886 | 3339.6357 | 103547089.9471 | 8667.2624 | 137257.6555 | 1550.2168 | 1.0355 | 1325.5578 | 128.734 | 252.4534 | 9656.7138 | 217853.6525 | 270442.8463 | 5502.4555 | 2021.6425 | 128282539.6825 | 9574.1093 | 282038.5982 | 3352.0815 | 0.19242 | 2198.5735 | 146.7289 | 254.5194 | 18308.1393 | 78325.2337 | 92301.0636 | 6915.4433 | 5269.3094 | 41666215.8921 | 4287.2922 | 101857.6652 | 1117.4419 | 0.81262 | 2509.7907 | 43.025 | 236.5137 | 7756.2311 | 61926.5698 | 60899.9901 | 14178694.945 | 6304.2834 | 129130.8434 | 821.6201 | 1.3619 | 9494.915 | 8.16 | 9526.8837 | 2.6975 |  | 8.9102 | 2.6975 | 3261.0693 | 743.0976 | 472.9943 | 830.5363 | 1209.6019 | 2108.1813 | 2215.2495
Myanmar | 8146 | 1 | 0 | Yangon | 7970 | Suez | 382.7586 | 653080 | 455.9406 | 547.1287 | 13.1% | 13.41% | 0.9 | 40 | 1978.5338 | 2098.75 | 1551.25 | 2.4047 | 2.267 | 3.0671 | 5239.0975 | [6 empty] | 0 | [6 empty] | 0 | 53.4 | 62.4 | 3.6286 | 50 | 3120 | 2119.0975 | 2.4047 | 1978.5338 | 2862.2873 | 15.99% | 7717.9819 | 10.5803 | 5759.1307 | 3029.114 | 8.1664 | 19152.2213 | 4437.966 | 58.9968 | 2.453% | 934.7352 | 0.99373 | 1361.5653 | 116.7585 | 35.027 | 55470.8498 | 3594.1873 | 80827344.8266 | 7112.3206 | 66177.3577 | 798.1762 | 0.76627 | 864.3521 | 80 | 5275.2082 | 105758.4151 | 133975.7794 | 11984.1021 | 5252.2114 | 310425396.8254 | 26258.662 | 165486.6528 | 1897.8881 | 0.46564 | 533.0964 | 375.0554 | 94.2043 | 10705.587 | 66206.3253 | 82770.7892 | 5021.9253 | 2079.8741 | 108044444.4444 | 9621.4624 | 94472.1257 | 1119.979 | 0.16207 | 874.3821 | 134.5033 | 251.0508 | 7124.8503 | 44545.5621 | 4269.1383 | 219354838.7097 | 16940.6584 | 65755.3588 | 703.8834 | 0.21935 | 299.7671 | 9796.3163 | 206.6193 | 6025.92 | 49651.2443 | 1431.8562 | 63920000 | 5199.3907 | 56282.4912 | 980.0214 | 3.196 | 880.5146 | 899.3723 | 18.7836 | 4294.1914 | 92990.8504 | 115463.2626 | 6053.0012 | 3106.5123 | 103547089.9471 | 9529.508 | 128099.2829 | 1550.2168 | 1.0355 | 1237.1114 | 140.2422 | 252.4534 | 9163.7757 | 201984.4859 | 249158.4536 | 5182.3061 | 1870.9243 | 128282539.6825 | 10619.0257 | 261648.4036 | 3352.0815 | 0.19242 | 2039.626 | 159.6975 | 254.5194 | 17195.5341 | 72797.6043 | 85363.8358 | 6500.3039 | 4907.7721 | 41764449.9143 | 4391.8751 | 94663.483 | 1120.0735 | 0.81262 | 2332.5248 | 46.7724 | 236.5137 | 7327.2282 | 57265.5257 | 57116.8614 | 14232238.1625 | 6863.5086 | 121245.8957 | 824.7187 | 1.3619 | 8915.1394 | 8.16 | 8947.1081 | 2.4047 |  |  | 2.4047 | 3029.114 | 686.2882 | 431.5877 | 766.0809 | 1115.0797 | 1942.2632 | 2043.9354
Namibia | 8448 | 1 | 0 | Walvis Bay | 5545 |  | 382.7586 | 823290 | 511.9193 | 614.3031 | 12.1% | 12.7% | 0.75 | 40 | 2433.6702 | 2646.25 | 1916.25 | 2.2507 | 2.0699 | 2.8584 | 6825.3574 | [6 empty] | 0 | 3547.0601 | 4204.8 | 3153.6 | 7.7752 | 6.559 | 8.7453 | 995.2341 | 2.5 | 4.3 | 8.6295 | 50 | 215 | 7605.5915 | 2.2507 | 2433.6702 | 2694.9238 | 16.48% | 7653.4911 | 10.3484 | 5640.0271 | 2562.279 | 8.1664 | 19151.984 | 3971.1136 | 58.1116 | 2.582% | 953.0967 | 1.0112 | 1463.0257 | 112.3759 | 33.7504 | 47586.3946 | 3471.7695 | 79598134.8565 | 4947.2016 | 56005.3656 | 786.0472 | 0.76627 | 731.4942 | 80 | 4527.2676 | 94890.6368 | 121978.7059 | 11707.7475 | 5126.6036 | 310425396.8254 | 16310.2649 | 143415.5744 | 1897.8881 | 0.46564 | 461.9969 | 274.5572 | 94.2043 | 9147.2761 | 56369.8498 | 72271.3826 | 4911.9315 | 2022.3482 | 108044444.4444 | 6319.8094 | 80613.5402 | 1119.979 | 0.16207 | 746.1146 | 98.3184 | 251.0508 | 6148.063 | 38111.1906 | 4167.8386 | 219354838.7097 | 10588.8574 | 52867.8866 | 703.8834 | 0.21935 | 241.0154 | 7160.8529 | 206.6193 | 4884.5277 | 47559.1288 | 1392.2925 | 63920000 | 3752.101 | 52703.5223 | 980.0214 | 3.196 | 824.5232 | 663.4481 | 18.7836 | 4008.4213 | 79517.4375 | 101090.4749 | 5926.8983 | 3030.6933 | 103547089.9471 | 6422.9292 | 110544.0973 | 1550.2168 | 1.0355 | 1067.5732 | 102.1175 | 252.4534 | 7932.5831 | 173406.1653 | 218692.1701 | 5071.2762 | 1822.1902 | 128282539.6825 | 6907.0845 | 227421.4449 | 3352.0815 | 0.19242 | 1772.8168 | 116.7347 | 254.5194 | 14809.9271 | 62200.4436 | 74170.1199 | 6336.199 | 4763.3755 | 41439900.4392 | 3283.2734 | 82216.7688 | 1111.3792 | 0.81262 | 2025.8356 | 34.358 | 236.5137 | 6453.531 | 49425.4619 | 55437.3829 | 14055628.4045 | 4817.8022 | 109680.647 | 814.4983 | 1.3619 | 8064.7535 | 8.16 | 8096.7222 | 2.2507 |  | 7.7752 | 2.2507 | 2562.279 | 597.833 | 392.9405 | 668.9042 | 976.2754 | 1704.7696 | 1789.8238
Nepal | 6818 | 1 | 0 |  |  |  | 382.7586 | 143350 | 213.6111 |  | 11.3% | 12.13% | 0.8 | 40 | 2114.7765 | 2463.75 | 1916.25 | 2.3459 | 2.0136 | 2.589 | 1119.9436 | 3560.3005 | 3971 | 2847.5 | 3.9677 | 3.5573 | 4.9609 | 135.398 | [6 empty] | 0 | 29.3 | 36.1 | 4.2915 | 50 | 1805 | -549.6584 | 3.3634 | 5675.077 | 3900.1216 | 13.76% | 6040.7281 | 9.9408 | 5430.6609 | 2312.8215 | 8.1664 | 15048.0865 | 3419.8989 | No Port |  |  |  |  | 115.6672 | 34.0661 | 42898.9715 | 3336.9214 | 76857210.7857 | No Port |  | 759.0017 | 0.76627 |  | 80 |  | 100266.1209 | 128202.27 | 11876.3835 | 5032.1836 | 310425396.8254 | No Port |  | 1897.8881 | 0.46564 |  | No Port | 94.2043 |  | 51687.4992 | 68086.8812 | 4850.058 | 1978.8442 | 108044444.4444 | No Port |  | 1119.979 | 0.16207 |  | No Port | 251.0508 |  | 34712.4256 | 4092.2362 | 219354838.7097 | No Port |  | 703.8834 | 0.21935 |  | No Port | 206.6193 |  | 57957.9827 | 1439.6554 | 63920000 | No Port |  | 980.0214 | 3.196 |  | No Port | 18.7836 |  | 73457.6947 | 95706.1461 | 5966.8123 | 2982.861 | 103547089.9471 | No Port |  | 1550.2168 | 1.0355 |  | No Port | 252.4534 |  | 161627.5098 | 208331.3402 | 5143.3896 | 1785.5964 | 128282539.6825 | No Port |  | 3352.0815 | 0.19242 |  | No Port | 254.5194 |  | 56238.6171 | 68365.0364 | 6232.0087 | 4624.7939 | 40707231.5072 | No Port |  | 1091.7519 | 0.81262 |  | No Port | 236.5137 |  | 45270.438 | 53558.5027 | 13659984.0902 | No Port |  | 791.6023 | 1.3619 |  | 8.16 |  | 2.3459 | 3.9677 |  | 2.3459 | 2312.8215 | 558.1646 | 412.989 | 630.1748 | 924.2765 | 1624.0039 | 1679.4322
Netherlands | 1 | 1 | 0 | NA |  |  | 382.7586 | 33690 | 103.5561 | 124.2673 | 0.043 | 7.184% | 0.9 | 40 | 1138.7842 | 1186.25 | 1003.75 | 2.6844 | 2.577 | 3.0455 | 155.6812 | 3119.4057 | 3723.5 | 2847.5 | 3.2924 | 2.7582 | 3.6068 | 159.7778 | 4204.8 | 4204.8 | 4204.8 | 4.7226 | 4.7226 | 4.7226 | 1097.7892 | 17 | 17.5 | 53.5562 | 50 | 875 | 538.2482 | 4.7226 | 4204.8 | 4789.7503 | 1.402% | 282.6216 | 5.0724 | 2929.7239 | 3003.9939 | 8.1664 | 142.0918 | 3015.0423 | 77.4617 | 1.64% | 352.1585 | 0.42962 | 284.1989 | 98.3943 | 27.7667 | 50779.0395 | 2773.4771 | 76857210.7857 | 729.713 | 54282.2296 | 759.0017 | 0.76627 | 708.9881 | 80 | 4400.5664 | 120143.4284 | 143628.8123 | 10710.4978 | 4164.8929 | 310425396.8254 | 2014.2987 | 149808.0039 | 1897.8881 | 0.46564 | 482.5894 | 44.758 | 94.2043 | 9862.7008 | 66572.9569 | 80359.6023 | 4238.1248 | 1581.1267 | 108044444.4444 | 844.9467 | 82785.6756 | 1119.979 | 0.16207 | 766.2187 | 15.5781 | 251.0508 | 6440.0996 | 43637.1129 | 3393.8617 | 219354838.7097 | 1312.3688 | 48343.3433 | 703.8834 | 0.21935 | 220.3888 | 1134.6077 | 206.6193 | 4108.7344 | 67122.3798 | 1318.5388 | 63920000 | 554.479 | 68995.3976 | 980.0214 | 3.196 | 1079.4023 | 123.9843 | 18.7836 | 5190.6455 | 93531.9709 | 112235.8165 | 5361.7672 | 2477.4168 | 103547089.9471 | 893.2802 | 115606.5135 | 1550.2168 | 1.0355 | 1116.4632 | 14.9417 | 252.4534 | 8508.508 | 204025.3773 | 243288.3902 | 4683.5774 | 1449.1778 | 128282539.6825 | 902.4622 | 245640.0302 | 3352.0815 | 0.19242 | 1914.836 | 18.4961 | 254.5194 | 16584.0927 | 69353.9076 | 79548.3553 | 5395.0947 | 3826.9174 | 40707231.5072 | 526.0538 | 83901.3265 | 1091.7519 | 0.81262 | 2067.3434 | 5.9712 | 236.5137 | 6705.4982 | 53050.0063 | 45073.8064 | 13659984.0902 | 765.9482 | 98889.7609 | 791.6023 | 1.3619 | 7271.306 | 8.16 | 7303.2747 | 2.6844 | 3.2924 | 4.7226 | 2.6844 | 3003.9939 | 660.6932 | 462.6838 | 743.7643 | 1083.9109 | 1896.5043 | 1954.1578
New Zealand | 18537 | 0.8 | 0.2 | Tauranga | 11303 | Panama | 382.7586 | 263310 | 289.5068 | 347.4081 | 7.5% | 9.447% | 0.9 | 40 | 1496.7897 | 1916.25 | 1186.25 | 2.4555 | 1.918 | 3.0984 | 1600.2839 | 3607.8237 | 3971 | 2847.5 | 3.3353 | 3.0302 | 4.2258 | 186.3461 | 4122.6315 | 4204.8 | 3153.6 | 5.5851 | 5.476 | 7.3013 | 14110.5309 | 4.7 | 5.7 | 51.0673 | 50 | 285 | 15612.1609 | 3.0773 | 5104.6134 | 4611.9553 | 33.28% | 18339.6508 | 22.9516 | 11978.0434 | 2136.6178 | 8.1664 | 34862.8569 | 4700.6637 | 63.7052 | 2.07% | 579.2778 | 0.64298 | 730.9557 | 100.6589 | 29.5387 | 41955.6482 | 3157.3771 | 82547845.507 | 7763.2677 | 52876.293 | 815.1529 | 0.76627 | 690.625 | 80 | 4297.1887 | 91161.6675 | 115230.5724 | 10920.5951 | 4556.3429 | 310425396.8254 | 27963.9308 | 147750.8462 | 1897.8881 | 0.46564 | 475.9625 | 513.1836 | 94.2043 | 9689.6416 | 47771.9907 | 61901.1809 | 4507.7718 | 1760.8554 | 108044444.4444 | 9676.6049 | 73338.6412 | 1119.979 | 0.16207 | 678.7822 | 184.237 | 251.0508 | 5739.2906 | 32006.535 | 3708.6138 | 219354838.7097 | 17504.1921 | 53219.3409 | 703.8834 | 0.21935 | 242.6176 | 13418.5842 | 206.6193 | 5370.4972 | 52930.9514 | 1308.4442 | 63920000 | 5620.3962 | 59859.7918 | 980.0214 | 3.196 | 936.4798 | 1223.6344 | 18.7836 | 4586.3317 | 67752.6727 | 86921.2367 | 5521.7108 | 2697.8533 | 103547089.9471 | 9922.6444 | 99541.7343 | 1550.2168 | 1.0355 | 961.3185 | 192.642 | 252.4534 | 7301.7219 | 148815.7428 | 189054.2899 | 4760.4422 | 1600.9862 | 128282539.6825 | 10740.9544 | 201396.2304 | 3352.0815 | 0.19242 | 1569.9427 | 218.7469 | 254.5194 | 13268.3555 | 53569.2996 | 64403.489 | 5822.0524 | 4277.5846 | 42214673.0664 | #VALUE! |  | 1132.1344 | 0.81262 |  | 63.8351 | 236.5137 |  | 43511.3654 | 50513.1039 | 14478603.1419 | #VALUE! |  | 838.9758 | 1.3619 |  | 8.16 |  | 2.4555 | 3.3353 | 5.5851 | 2.4555 | 2136.6178 | 508.2585 | 371.2021 | 572.9233 | 839.4368 | 1473.7336 | 1525.6186
Nicaragua | 8916 | 0 | 1 | Corinto | 5521 | Panama | 382.7586 | 120340 | 195.7177 | 234.8612 | 14.1% | 14.11% | 0.8 | 40 | 1835.5137 | 2463.75 | 1733.75 | 3.0345 | 2.2608 | 3.2127 | 861.6235 | 3215.4745 | 3971 | 2847.5 | 4.8729 | 3.9457 | 5.5026 | 232.0608 | 3713.5765 | 4204.8 | 3153.6 | 7.9597 | 7.0298 | 9.3731 | 1200.3022 | 6.2 | 7.9 | 6.8966 | 50 | 395 | 1898.9865 | 4.2048 | 5050.9882 | 5081.359 | 17.25% | 26692.314 | 31.7737 | 16374.9615 | 2887.8441 | 8.1664 | 21746.6215 | 4487.4609 | 77.9383 | 1.854% | 683.4211 | 0.76136 | 667.8696 | 130.1947 | 38.0844 | 54012.5812 | 3656.9498 | 79586063.3721 | 4869.588 | 62539.119 | 785.9281 | 0.76627 | 816.8325 | 80 | 5007.6906 | 121166.9446 | 152846.447 | 12779.524 | 5385.8986 | 310425396.8254 | 17617.0895 | 175849.4351 | 1897.8881 | 0.46564 | 566.4789 | 273.5625 | 94.2043 | 11254.1815 | 64162.5753 | 82759.4212 | 5186.6802 | 2140.7519 | 108044444.4444 | 6270.0977 | 91170.2708 | 1119.979 | 0.16207 | 843.8219 | 97.9603 | 251.0508 | 6737.5781 | 42792.5386 | 4377.68 | 219354838.7097 | 11217.3053 | 58387.5239 | 703.8834 | 0.21935 | 266.1784 | 7134.77 | 206.6193 | 5288.4655 | 67822.7736 | 1576.6584 | 63920000 | 4124.0373 | 73523.4692 | 980.0214 | 3.196 | 1150.242 | 661.1132 | 18.7836 | 5569.7457 | 90873.5953 | 116103.2669 | 6366.6308 | 3199.4103 | 103547089.9471 | 6263.7797 | 125566.4569 | 1550.2168 | 1.0355 | 1212.6508 | 101.7402 | 252.4534 | 8788.1981 | 199403.8401 | 252365.8321 | 5507.6883 | 1922.8463 | 128282539.6825 | 6944.0868 | 261232.7652 | 3352.0815 | 0.19242 | 2036.386 | 116.3095 | 254.5194 | 16756.2995 | 70218.2987 | 84215.7581 | 6693.9471 | 5014.902 | 41436701.0394 | #VALUE! |  | 1111.2935 | 0.81262 |  | 34.2351 | 236.5137 |  | 56603.1649 | 57960.3371 | 14053891.5115 | #VALUE! |  | 814.3978 | 1.3619 |  | 8.16 |  | 3.0345 | 4.8729 | 7.9597 | 3.0345 | 2887.8441 | 678.6688 | 492.3774 | 765.9757 | 1121.2605 | 1967.2656 | 2032.3953
Niger | 3847 | 0.9 | 0.1 |  |  |  | 382.7586 | 1266700 | 634.9828 |  | 15.6% | 15.17% | 0.75 | 40 | 2404.849 | 2646.25 | 2098.75 | 2.6152 | 2.3766 | 2.9966 | 9572.5056 | [6 empty] | 0 | [6 empty] | 0 | 21.5 | 68.5 |  | 50 | 3425 | 6147.5056 | 2.6152 | 2404.849 | 2862.0124 | 8.624% | 5110.2884 | 7.9723 | 4419.4173 | 2951.417 | 8.1664 | 9894.1118 | 3679.5257 | No Port |  |  |  |  | 126.7551 | 38.0297 | 52636.7808 | 3683.7111 | 76857210.7857 | No Port |  | 759.0017 | 0.76627 |  | 80 |  | 108405.8368 | 139199.0563 | 12619.9449 | 5565.374 | 310425396.8254 | No Port |  | 1897.8881 | 0.46564 |  | No Port | 94.2043 |  | 64755.6797 | 82832.2502 | 5277.6942 | 2223.3332 | 108044444.4444 | No Port |  | 1119.979 | 0.16207 |  | No Port | 251.0508 |  | 43693.6385 | 4521.6195 | 219354838.7097 | No Port |  | 703.8834 | 0.21935 |  | No Port | 206.6193 |  | 53176.4154 | 1519.6056 | 63920000 | No Port |  | 980.0214 | 3.196 |  | No Port | 18.7836 |  | 91288.499 | 115812.3316 | 6348.3726 | 3294.2489 | 103547089.9471 | No Port |  | 1550.2168 | 1.0355 |  | No Port | 252.4534 |  | 198982.0594 | 250462.358 | 5437.1501 | 1992.4216 | 128282539.6825 | No Port |  | 3352.0815 | 0.19242 |  | No Port | 254.5194 |  | 70009.7115 | 83376.3172 | 6750.3542 | 5115.6361 | 40707231.5072 | No Port |  | 1091.7519 | 0.81262 |  | No Port | 236.5137 |  | 55110.7118 | 58771.7189 | 13659984.0902 | No Port |  | 791.6023 | 1.3619 |  | 8.16 |  | 2.6152 |  |  | 2.6152 | 2951.417 | 684.8646 | 448.4139 | 766.6498 | 1118.4509 | 1952.4275 | 2048.1942
Nigeria | 4797 | 0.9 | 0.1 | Lago | 4171 |  | 382.7586 | 910770 | 538.4302 | 646.1163 | 14.9% | 14.68% | 0.85 | 40 | 2072.2215 | 2281.25 | 1551.25 | 2.6088 | 2.3698 | 3.4849 | 7098.4961 | [6 empty] | 0 | [6 empty] | 0 | 190.9 | 410.6 | 8.99 | 50 | 20530 | -13431.5039 | 2.6088 | 2072.2215 | 2909.6881 | 10.34% | 6082.8196 | 8.9925 | 4943.4976 | 3163.2923 | 8.1664 | 12036.0273 | 4048.8948 | 68.9451 | 2.643% | 1100.1209 | 1.1691 | 1696.5179 | 124.245 | 37.2458 | 56771.4446 | 3690.7944 | 78909981.8777 | 4626.722 | 65088.961 | 779.257 | 0.76627 | 850.1364 | 80 | 5195.179 | 111656.8139 | 141803.2522 | 12458.4762 | 5477.9463 | 310425396.8254 | 14601.9313 | 161883.1298 | 1897.8881 | 0.46564 | 521.488 | 217.615 | 94.2043 | 10305.4842 | 69151.8987 | 86848.7887 | 5211.8624 | 2183.2716 | 108044444.4444 | 5926.5952 | 94958.6555 | 1119.979 | 0.16207 | 878.8851 | 77.8161 | 251.0508 | 7079.553 | 46520.454 | 4451.1559 | 219354838.7097 | 9671.2178 | 60642.8277 | 703.8834 | 0.21935 | 276.4599 | 5667.6048 | 206.6193 | 5346.4169 | 52702.5809 | 1498.3947 | 63920000 | 3745.0987 | 57946.0744 | 980.0214 | 3.196 | 906.5406 | 529.7739 | 18.7836 | 4391.7838 | 97195.113 | 121203.8467 | 6271.654 | 3242.2277 | 103547089.9471 | 5940.41 | 130386.4845 | 1550.2168 | 1.0355 | 1259.1999 | 80.5161 | 252.4534 | 9220.6942 | 211271.3472 | 261670.353 | 5372.6354 | 1958.5041 | 128282539.6825 | 6445.0386 | 270073.8957 | 3352.0815 | 0.19242 | 2105.3052 | 92.3921 | 254.5194 | 17580.5266 | 75193.6295 | 88456.0523 | 6705.6322 | 5080.5941 | 41257131.9646 | 3279.693 | 96816.3393 | 1106.4831 | 0.81262 | 2385.5716 | 27.324 | 236.5137 | 7435.2961 | 58968.1202 | 58686.454 | 13956536.086 | 4514.6948 | 122169.269 | 808.7638 | 1.3619 | 8983.0345 | 8.16 | 9015.0032 | 2.6088 |  |  | 2.6088 | 3163.2923 | 719.4457 | 456.803 | 803.8247 | 1170.5191 | 2039.7971 | 2144.0185
Norway | 948 | 0.9 | 0.1 | Oslo | 555 |  | 382.7586 | 365245 | 340.9708 | 409.165 | 6.2% | 8.527% | 0.9 | 40 | 996.2944 | 1186.25 | 821.25 | 3.4369 | 2.8866 | 4.1695 | 1244.784 | 3538.0812 | 3971 | 2847.5 | 3.1986 | 2.8499 | 3.9743 | 3745.9316 | 4190.4437 | 4204.8 | 3153.6 | 5.1876 | 5.1699 | 6.8932 | 15231.2573 | 5.3 | 6.8 | 74.8739 | 50 | 340 | 19881.9729 | 3.251 | 4534.3756 | 3359.1706 | 3.221% | 1045.0123 | 4.4042 | 2586.4752 | 2259.2765 | 8.1664 | 1776.2323 | 2390.4823 | 71.1579 | 2.189% | 577.3669 | 0.64852 | 829.0318 | 97.0178 | 28.2836 | 40548.67 | 2923.8546 | 77127245.0685 | 1549.6197 | 45022.1443 | 761.6662 | 0.76627 | 588.0408 | 80 | 3719.6778 | 93996.8751 | 117127.578 | 10679.235 | 4394.888 | 310425396.8254 | 3747.401 | 125269.867 | 1897.8881 | 0.46564 | 403.5426 | 67.7586 | 94.2043 | 8066.9866 | 50379.2352 | 63957.6719 | 4467.458 | 1686.8331 | 108044444.4444 | 1778.4735 | 67422.9786 | 1119.979 | 0.16207 | 624.03 | 23.8596 | 251.0508 | 5335.4981 | 33582.4669 | 3578.5692 | 219354838.7097 | 2587.0122 | 39748.0482 | 703.8834 | 0.21935 | 181.2043 | 1737.7757 | 206.6193 | 3521.078 | 53863.4777 | 1280.9152 | 63920000 | 1275.3493 | 56419.7422 | 980.0214 | 3.196 | 882.6618 | 177.9793 | 18.7836 | 4251.4416 | 71242.2795 | 89663.6559 | 5400.3717 | 2603.1678 | 103547089.9471 | 1840.302 | 94107.1257 | 1550.2168 | 1.0355 | 908.8341 | 23.6672 | 252.4534 | 6942.6742 | 156113.9568 | 194784.0118 | 4664.7913 | 1538.3559 | 128282539.6825 | 1883.1233 | 198205.491 | 3352.0815 | 0.19242 | 1545.0699 | 28.3288 | 254.5194 | 13132.6433 | 54043.1256 | 64101.5369 | 5572.6735 | 4038.6523 | 40779977.2607 | 1211.0182 | 69351.2075 | 1093.7006 | 0.81262 | 1708.8259 | 8.8124 | 236.5137 | 5643.3366 | 42473.3248 | 47432.3867 | 13699077.3858 | 1572.8547 | 91478.5662 | 793.8647 | 1.3619 | 6726.3652 | 8.16 | 6758.3339 | 3.4369 | 3.1986 | 5.1876 | 3.1986 | 2259.2765 | 525.7373 | 377.3131 | 591.9571 | 865.9215 | 1518.3985 | 1571.8875
Oman | 5485 | 1 | 0 | Muscat | 5866 | Suez | 382.7586 | 309500 | 313.874 | 376.6488 | 8.8% | 10.37% | 0.8 | 40 | 2351.8378 | 2463.75 | 2098.75 | 1.8783 | 1.793 | 2.1048 | 2598.2119 | [6 empty] | 0 | 3417.9156 | 3854.4 | 3153.6 | 7.1132 | 6.3077 | 7.7094 | 39.5111 | 4.6 | 6.8 | 72.4782 | 50 | 340 | 2297.723 | 1.8783 | 2351.8378 | 2121.7463 | 11.47% | 4381.7592 | 6.5035 | 3664.8972 | 2241.5412 | 8.1664 | 10944.2221 | 3046.8639 | 39.9402 | 2.126% | 641.8152 | 0.68176 | 811.19 | 98.6607 | 29.6847 | 41777.462 | 3192.5545 | 79759767.0887 | 4843.8947 | 49813.9112 | 787.6421 | 0.76627 | 650.6267 | 80 | 4072.0136 | 82721.9985 | 106276.0355 | 10838.641 | 4712.7653 | 310425396.8254 | 17814.8962 | 128803.6971 | 1897.8881 | 0.46564 | 414.9264 | 287.8602 | 94.2043 | 8300.2312 | 49411.9136 | 63238.8605 | 4563.9157 | 1832.7897 | 108044444.4444 | 6465.1576 | 71536.8079 | 1119.979 | 0.16207 | 662.1054 | 103.1082 | 251.0508 | 5621.9002 | 33474.1254 | 3834.1476 | 219354838.7097 | 11411.1125 | 48719.3856 | 703.8834 | 0.21935 | 222.1031 | 7509.7122 | 206.6193 | 4605.1423 | 41982.9576 | 1270.4227 | 63920000 | 3304.3854 | 46557.7657 | 980.0214 | 3.196 | 728.3756 | 694.6777 | 18.7836 | 3549.7859 | 69696.9106 | 88455.4319 | 5526.2442 | 2781.9007 | 103547089.9471 | 6521.0217 | 97758.3544 | 1550.2168 | 1.0355 | 944.0956 | 107.1641 | 252.4534 | 7188.6095 | 151947.0096 | 191324.7973 | 4722.5783 | 1661.6308 | 128282539.6825 | 7122.5412 | 200108.9693 | 3352.0815 | 0.19242 | 1559.9081 | 122.4217 | 254.5194 | 13222.669 | 54659.1038 | 65077.9035 | 5888.0722 | 4374.7691 | 41482716.1668 | 2866.3976 | 72319.0702 | 1112.5262 | 0.81262 | 1781.9546 | 36.0013 | 236.5137 | 5835.5385 | 43257.4509 | 51354.8708 | 14078879.995 | 4739.1095 | 99351.4313 | 815.8438 | 1.3619 | 7305.2523 | 8.16 | 7337.221 | 1.8783 |  | 7.1132 | 1.8783 | 2241.5412 | 523.7912 | 342.3561 | 585.3041 | 854.2532 | 1491.4329 | 1568.7956
Pakistan | 5658 | 1 | 0 | Karachi | 6133 | Suez | 382.7586 | 770880 | 495.3572 | 594.4286 | 13.8% | 13.9% | 0.8 | 40 | 2284.7954 | 2463.75 | 1733.75 | 2.4093 | 2.2343 | 3.175 | 7225.659 | 3077.3956 | 3971 | 2847.5 | 5.0378 | 3.9041 | 5.4445 | 1065.1843 | [6 empty] | 0 | 197 | 307 | 5.5126 | 50 | 15350 | -7059.1567 | 3.9178 | 5362.191 | 4440.5835 | 11.77% | 5657.9686 | 10.0986 | 5511.6726 | 2691.0507 | 8.1664 | 13698.7417 | 3698.9116 | 99.6664 | 2.544% | 1005.5607 | 1.1052 | 1507.3644 | 127.5554 | 37.4409 | 51154.6442 | 3638.5445 | 79894458.8589 | 5928.4725 | 60721.6612 | 788.9711 | 0.76627 | 793.0945 | 80 | 4874.054 | 114566.9681 | 145566.4073 | 12620.6826 | 5347.0343 | 310425396.8254 | 20534.0347 | 171447.4763 | 1897.8881 | 0.46564 | 552.2985 | 298.9254 | 94.2043 | 10973.5558 | 59911.3157 | 78108.9436 | 5090.6281 | 2123.0037 | 108044444.4444 | 7833.7654 | 88065.7127 | 1119.979 | 0.16207 | 815.0878 | 107.0923 | 251.0508 | 6533.5698 | 40078.4063 | 4346.2306 | 219354838.7097 | 13406.8352 | 57831.4721 | 703.8834 | 0.21935 | 263.6435 | 7799.8849 | 206.6193 | 5296.4849 | 64842.8605 | 1549.3938 | 63920000 | 4373.8612 | 70766.1155 | 980.0214 | 3.196 | 1107.1044 | 720.6537 | 18.7836 | 5367.3221 | 84990.4111 | 109678.4779 | 6301.3664 | 3174.1661 | 103547089.9471 | 7811.8052 | 120664.4492 | 1550.2168 | 1.0355 | 1165.3099 | 111.3617 | 252.4534 | 8465.345 | 186735.8765 | 238560.9345 | 5443.0215 | 1907.7597 | 128282539.6825 | 8583.0545 | 249051.7488 | 3352.0815 | 0.19242 | 1941.4314 | 127.1521 | 254.5194 | 15941.3862 | 66059.7946 | 79783.7339 | 6647.1344 | 4983.7748 | 41518362.9471 | 3810.6639 | 88578.1726 | 1113.4811 | 0.81262 | 2182.5817 | 37.3681 | 236.5137 | 6799.1698 | 53617.3547 | 57691.5483 | 14098249.4026 | 5783.3408 | 117092.2438 | 816.9647 | 1.3619 | 8609.7238 | 8.16 | 8641.6925 | 2.4093 | 5.0378 |  | 2.4093 | 2691.0507 | 640.2777 | 468.9256 | 722.9335 | 1059.2135 | 1859.6524 | 1921.6493
Panama | 8992 | 0 | 1 | Colon | 4801 |  | 382.7586 | 74340 | 153.8283 | 184.594 | 10% | 11.21% | 0.9 | 40 | 1661.3443 | 1916.25 | 1551.25 | 2.5032 | 2.1702 | 2.6808 | 500.1173 | [6 empty] | 0 | 3314.914 | 3504 | 3153.6 | 7.6926 | 7.2775 | 8.0861 | 39.3149 | 4.1 | 5.8 | 12.2929 | 50 | 290 | 249.4322 | 2.5032 | 1661.3443 | 3029.517 | 17.37% | 22251.1861 | 25.2807 | 13138.8654 | 3184.9523 | 8.1664 | 18815.9631 | 4569.0794 | 43.972 | 1.757% | 531.8787 | 0.57585 | 466.464 | 106.34 | 31.6926 | 55560.8059 | 3285.6816 | 79224768.87 | 3792.2665 | 62638.7539 | 782.3631 | 0.76627 | 818.1339 | 80 | 5015.0167 | 106998.2099 | 132530.9852 | 11309.0166 | 4865.6543 | 310425396.8254 | 15112.8503 | 152509.4898 | 1897.8881 | 0.46564 | 491.2919 | 243.7239 | 94.2043 | 9917.908 | 69420.5136 | 84409.0409 | 4744.3448 | 1902.7168 | 108044444.4444 | 5268.5219 | 91580.2795 | 1119.979 | 0.16207 | 847.6167 | 87.2167 | 251.0508 | 7017.2313 | 46429.1555 | 3957.6431 | 219354838.7097 | 9525.0764 | 59911.875 | 703.8834 | 0.21935 | 273.1277 | 6352.2819 | 206.6193 | 5343.0143 | 48791.6275 | 1346.0301 | 63920000 | 2794.1258 | 52931.7834 | 980.0214 | 3.196 | 828.0942 | 591.0656 | 18.7836 | 4020.2187 | 97137.0216 | 117471.4173 | 5727.6948 | 2877.4489 | 103547089.9471 | 5274.0815 | 125622.9477 | 1550.2168 | 1.0355 | 1213.1963 | 90.4207 | 252.4534 | 9128.1593 | 210322.521 | 253008.3759 | 4913.112 | 1720.9639 | 128282539.6825 | 5859.1171 | 260588.4568 | 3352.0815 | 0.19242 | 2031.3634 | 103.5535 | 254.5194 | 17434.7097 | 74632.6711 | 85888.1527 | 6066.3179 | 4511.5075 | 41340833.8207 | 2261.8154 | 92661.4757 | 1108.7253 | 0.81262 | 2283.195 | 30.5492 | 236.5137 | 7272.434 | 57312.7812 | 52700.888 | 14001884.4059 | 3653.9782 | 113667.6475 | 811.3881 | 1.3619 | 8357.9153 | 8.16 | 8389.884 | 2.5032 |  | 7.6926 | 2.5032 | 3184.9523 | 701.306 | 426.9334 | 781.2437 | 1134.4734 | 1972.2745 | 2077.5622
Paraguay | 10421 | 0.2 | 0.8 |  |  |  | 382.7586 | 397300 | 355.6185 |  | 20.9% | 18.92% | 0.9 | 40 | 1894.9339 | 2098.75 | 1733.75 | 3.3064 | 2.9853 | 3.6137 | 3002.9968 | [6 empty] | 0 | [6 empty] | 0 | 6.8 | 8.9 | 8.8388 | 50 | 445 | 2557.9968 | 3.3064 | 1894.9339 | 4146.1816 | 20.26% | 34638.0663 | 38.7842 | 19869.0321 | 4094.7501 | 8.1664 | 31266.9007 | 6394.3873 | No Port |  |  |  |  | 149.2948 | 44.6603 | 70414.0997 | 4123.6724 | 76857210.7857 | No Port |  | 759.0017 | 0.76627 |  | 80 |  | 140373.2308 | 176974.3304 | 14045.1554 | 6230.4806 | 310425396.8254 | No Port |  | 1897.8881 | 0.46564 |  | No Port | 94.2043 |  | 89075.6063 | 110561.5817 | 5846.8826 | 2527.9653 | 108044444.4444 | No Port |  | 1119.979 | 0.16207 |  | No Port | 251.0508 |  | 59689.3716 | 5057.9572 | 219354838.7097 | No Port |  | 703.8834 | 0.21935 |  | No Port | 206.6193 |  | 63041.9833 | 1721.2911 | 63920000 | No Port |  | 980.0214 | 3.196 |  | No Port | 18.7836 |  | 124924.1002 | 154073.3498 | 7002.4591 | 3694.7912 | 103547089.9471 | No Port |  | 1550.2168 | 1.0355 |  | No Port | 252.4534 |  | 271033.9613 | 332223.9105 | 6009.3097 | 2250.4701 | 128282539.6825 | No Port |  | 3352.0815 | 0.19242 |  | No Port | 254.5194 |  | 94910.3029 | 110797.9715 | 7468.0641 | 5733.9722 | 40707231.5072 | No Port |  | 1091.7519 | 0.81262 |  | No Port | 236.5137 |  | 73524.6257 | 65219.3996 | 13659984.0902 | No Port |  | 791.6023 | 1.3619 |  | 8.16 |  | 3.3064 |  |  | 3.3064 | 4094.7501 | 916.1678 | 570.1026 | 1023.2972 | 1487.9544 | 2589.7828 | 2721.8253
Peru | 10161 | 0.2 | 0.8 | Callao | 6180 | Panama | 382.7586 | 1280000 | 638.3076 | 765.9692 | 16.6% | 15.88% | 0.8 | 40 | 1883.0804 | 2463.75 | 1368.75 | 3.2466 | 2.4814 | 4.4665 | 8584.4197 | 3639.4013 | 3971 | 2847.5 | 4.6836 | 4.2925 | 5.9862 | 12214.0471 | 3153.6 | 3153.6 | 3153.6 | 10.1579 | 10.1579 | 10.1579 | 0.063072 | 32.2 | 41.6 | 8.234 | 50 | 2080 | 18718.5299 | 4.1936 | 5522.4817 | 5229.938 | 19.82% | 29032.072 | 34.262 | 17615.1487 | 2877.5025 | 8.1664 | 26878.406 | 4854.4564 | 120.4245 | 2.872% | 1295.5148 | 1.4159 | 2121.7605 | 138.9719 | 40.8472 | 54949.3884 | 3880.2267 | 79918192.1789 | 6715.115 | 65544.7301 | 789.2053 | 0.76627 | 856.0893 | 80 | 5228.6914 | 122935.6835 | 156876.8423 | 13345.4562 | 5697.973 | 310425396.8254 | 20709.2209 | 183284.0362 | 1897.8881 | 0.46564 | 590.4286 | 300.8732 | 94.2043 | 11655.2193 | 64008.67 | 83933.1781 | 5442.1615 | 2283.7595 | 108044444.4444 | 8261.0881 | 94478.0257 | 1119.979 | 0.16207 | 874.4367 | 107.7936 | 251.0508 | 6892.1663 | 42845.4915 | 4629.1858 | 219354838.7097 | 13685.4107 | 61160.0881 | 703.8834 | 0.21935 | 278.818 | 7850.964 | 206.6193 | 5544.9918 | 69182.2906 | 1650.2337 | 63920000 | 5833.6241 | 76666.1485 | 980.0214 | 3.196 | 1199.4078 | 725.2262 | 18.7836 | 5810.1608 | 90859.5319 | 117890.3949 | 6636.7452 | 3384.8466 | 103547089.9471 | 8256.6752 | 129531.9167 | 1550.2168 | 1.0355 | 1250.947 | 112.1007 | 252.4534 | 8954.3236 | 199734.1543 | 256477.1978 | 5733.6624 | 2043.9143 | 128282539.6825 | 9001.8209 | 267522.933 | 3352.0815 | 0.19242 | 2085.4197 | 127.9847 | 254.5194 | 16949.3655 | 70721.8422 | 85750.3966 | 7028.9814 | 5316.7476 | 41524641.0184 | #VALUE! |  | 1113.6493 | 0.81262 |  | 37.6087 | 236.5137 |  | 57695.3809 | 61215.069 | 14101661.756 | #VALUE! |  | 817.1622 | 1.3619 |  | 8.16 |  | 3.2466 | 4.6836 | 10.1579 | 3.2466 | 2877.5025 | 687.5705 | 505.3608 | 776.8394 | 1138.5196 | 1999.3149 | 2065.0485
Philippines | 10587 | 0.9 | 0.1 | Manila | 9629 | Suez | 382.7586 | 298170 | 308.0754 | 369.6905 | 10.6% | 11.64% | 0.85 | 40 | 1886.1417 | 2281.25 | 1733.75 | 2.3996 | 1.984 | 2.6106 | 2019.9759 | 3199.1125 | 3971 | 2847.5 | 4.2951 | 3.4602 | 4.8255 | 176.8309 | 3715.0569 | 4204.8 | 3153.6 | 7.0239 | 6.2058 | 8.2744 | 994.3721 | 104.9 | 151.3 | 5.3149 | 50 | 7565 | -4373.821 | 3.5921 | 5085.2541 | 4505.2989 | 20.27% | 10669.0171 | 15.1743 | 8101.842 | 2480.6762 | 8.1664 | 22697.6318 | 4150.2201 | 75.9004 | 2.113% | 695.167 | 0.77107 | 867.9669 | 114.4503 | 33.5366 | 47914.9871 | 3411.2601 | 81679194.0518 | 7204.3639 | 58530.6111 | 806.5817 | 0.76627 | 764.4768 | 80 | 4712.9474 | 104952.315 | 132574.9029 | 11789.0576 | 4945.91 | 310425396.8254 | 27363.1539 | 164883.9667 | 1897.8881 | 0.46564 | 531.1549 | 443.8087 | 94.2043 | 10718.2414 | 55280.0945 | 71495.4064 | 4791.1983 | 1939.2614 | 108044444.4444 | 9634.5011 | 83069.1689 | 1119.979 | 0.16207 | 768.8426 | 159.2582 | 251.0508 | 6307.2647 | 36952.3935 | 4022.807 | 219354838.7097 | 17348.3922 | 58323.5927 | 703.8834 | 0.21935 | 265.887 | 11599.2993 | 206.6193 | 5612.0389 | 59780.9077 | 1433.4766 | 63920000 | 4848.8808 | 66063.2651 | 980.0214 | 3.196 | 1033.5304 | 1060.7737 | 18.7836 | 5039.6172 | 78349.3096 | 100348.0397 | 5916.8797 | 2933.2794 | 103547089.9471 | 9693.0218 | 112974.3409 | 1550.2168 | 1.0355 | 1091.0431 | 166.3242 | 252.4534 | 8091.1238 | 172010.2137 | 218189.8304 | 5109.4926 | 1752.1342 | 128282539.6825 | 10679.5114 | 230621.476 | 3352.0815 | 0.19242 | 1797.762 | 189.0893 | 254.5194 | 14992.7982 | 61483.3709 | 73850.4814 | 6244.4412 | 4637.364 | 41987944.9733 | 4103.7128 | 82591.5582 | 1126.0607 | 0.81262 | 2035.0705 | 55.2654 | 236.5137 | 6455.9219 | 49890.3904 | 54238.389 | 14354337.7748 | 6942.5944 | 111071.3738 | 831.7846 | 1.3619 | 8167.0128 | 8.16 | 8198.9815 | 2.3996 | 4.2951 | 7.0239 | 2.3996 | 2480.6762 | 586.6241 | 427.0749 | 661.7222 | 969.1054 | 1700.8537 | 1758.8496
Portugal | 1756 | 1 | 0 | Faro | 1231 |  | 382.7586 | 91605 | 170.7594 | 204.9113 | 8% | 9.8% | 0.9 | 40 | 1870.8498 | 2098.75 | 1551.25 | 2.0162 | 1.7973 | 2.4316 | 686.6011 | 3035.4181 | 3285.5 | 2847.5 | 4.0549 | 3.7463 | 4.3225 | 85.1641 | 3714.1489 | 3854.4 | 3153.6 | 6.3327 | 6.1022 | 7.4583 | 628.5826 | 10.3 | 9 | 24.2253 | 50 | 450 | 950.3478 | 3.2775 | 4906.2679 | 3440.6896 | 4.742% | 1584.288 | 5.025 | 2905.3774 | 2274.9064 | 8.1664 | 3468.7303 | 2530.5606 | 58.859 | 1.796% | 495.0277 | 0.55389 | 460.327 | 103.5279 | 30.3104 | 41556.1377 | 3080.1522 | 77457433.5865 | 1527.5539 | 46163.8438 | 764.9243 | 0.76627 | 602.9527 | 80 | 3803.6263 | 96024.6306 | 120832.8213 | 11097.6301 | 4619.7516 | 310425396.8254 | 4886.8011 | 130339.374 | 1897.8881 | 0.46564 | 419.8734 | 95.7738 | 94.2043 | 8332.69 | 50766.4588 | 65329.6326 | 4507.2338 | 1789.8692 | 108044444.4444 | 1902.9844 | 69022.4862 | 1119.979 | 0.16207 | 638.8342 | 33.9466 | 251.0508 | 5376.792 | 33936.1685 | 3759.8058 | 219354838.7097 | 3145.8746 | 40841.849 | 703.8834 | 0.21935 | 186.1908 | 2472.445 | 206.6193 | 3655.5243 | 55180.7244 | 1336.1042 | 63920000 | 1134.8932 | 57651.7218 | 980.0214 | 3.196 | 901.9356 | 243.7462 | 18.7836 | 4348.6759 | 71918.9072 | 91676.241 | 5598.8006 | 2737.0414 | 103547089.9471 | 1976.6336 | 96389.9159 | 1550.2168 | 1.0355 | 930.88 | 34.2949 | 252.4534 | 7017.8224 | 157826.4294 | 199300.919 | 4832.0037 | 1625.5919 | 128282539.6825 | 2067.8653 | 202994.3762 | 3352.0815 | 0.19242 | 1582.4007 | 40.3053 | 254.5194 | 13285.32 | 54900.3683 | 65711.6961 | 5812.3151 | 4252.9921 | 40868758.5251 | 1021.4766 | 70986.1648 | 1096.079 | 0.81262 | 1749.1115 | 12.2731 | 236.5137 | 5710.3074 | 43601.1725 | 49719.5755 | 13746844.883 | 1534.6624 | 94855.4104 | 796.629 | 1.3619 | 6974.6625 | 8.16 | 7006.6313 | 2.0162 | 4.0549 | 6.3327 | 2.0162 | 2274.9064 | 536.5029 | 389.2491 | 604.6552 | 885.358 | 1553.6091 | 1607.8711
Puerto Rico | 7189 | 0 | 1 | San Juan | 3848 |  | 382.7586 | 8870 | 53.1358 | 63.7629 | 6.7% | 8.881% | 0.85 | 40 | 2026.4717 | 2281.25 | 1916.25 | 1.8396 | 1.6342 | 1.9454 | 70.0243 | 2958.4336 | 3971 | 2847.5 | 3.9184 | 2.9192 | 4.0711 | 0.30335 | 3886.6796 | 4204.8 | 3854.4 | 5.7204 | 5.2876 | 5.7683 | 180.5751 | 3.7 | 3.3 |  | 50 | 165 | 85.9028 | 3.0733 | 4984.9052 | 3589.9134 | 14.39% | 14853.4208 | 18.4433 | 9731.1207 | 2127.5212 | 8.1664 | 13100.812 | 3091.4166 | 46.8172 | 1.523% | 368.5428 | 0.41536 | 177.3519 | 97.8086 | 28.6465 | 39623.939 | 3000.4987 | 78749076.4168 | 2561.5248 | 45185.9625 | 777.6693 | 0.76627 | 590.1804 | 80 | 3731.7232 | 90295.7632 | 113630.2275 | 10737.1136 | 4456.442 | 310425396.8254 | 10123.6251 | 128210.2946 | 1897.8881 | 0.46564 | 413.0148 | 204.2291 | 94.2043 | 8277.9764 | 47558.869 | 61256.92 | 4366.7844 | 1715.0775 | 108044444.4444 | 3422.8716 | 66394.869 | 1119.979 | 0.16207 | 614.5144 | 72.9965 | 251.0508 | 5245.2404 | 31820.4883 | 3628.0987 | 219354838.7097 | 6245.6654 | 41694.2524 | 703.8834 | 0.21935 | 190.0767 | 5316.5719 | 206.6193 | 3927.328 | 52422.0824 | 1284.4169 | 63920000 | 1672.1336 | 55378.633 | 980.0214 | 3.196 | 866.3741 | 498.3498 | 18.7836 | 4196.9151 | 67398.8046 | 85982.4574 | 5434.4132 | 2638.4353 | 103547089.9471 | 3560.8252 | 92181.7179 | 1550.2168 | 1.0355 | 890.2396 | 75.4381 | 252.4534 | 6792.8845 | 147950.5541 | 186961.2588 | 4687.1464 | 1562.2298 | 128282539.6825 | 3805.7337 | 192329.2222 | 3352.0815 | 0.19242 | 1499.2627 | 86.6696 | 254.5194 | 12679.695 | 51928.1476 | 62183.1067 | 5654.8282 | 4121.2875 | 41214283.894 | 1400.6724 | 67705.0665 | 1105.3352 | 0.81262 | 1668.2647 | 25.6704 | 236.5137 | 5509.049 | 41410.457 | 48473.024 | 13933343.0579 | 2506.5765 | 92390.0575 | 807.4216 | 1.3619 | 6793.3866 | 8.16 | 6825.3553 | 1.8396 | 3.9184 | 5.7204 | 1.8396 | 2127.5212 | 503.167 | 366.0468 | 566.9604 | 830.3706 | 1457.4178 | 1508.7756
Qatar | 4848 | 1 | 0 | Doha/Hammad | 6343 | Suez | 382.7586 | 230080 | 270.6229 | 324.7474 | 8.5% | 10.15% | 0.85 | 40 | 2020.3328 | 2281.25 | 1916.25 | 2.0275 | 1.7956 | 2.1377 | 84.0653 | [6 empty] | 0 | [6 empty] | 0 | 2.6 | 3.8 | 222.3656 | 50 | 190 | -105.9347 | 2.0275 | 2020.3328 | 2261.7756 | 10.36% | 3855.4959 | 6.1173 | 3466.4888 | 2508.7825 | 8.1664 | 9563.6814 | 3212.5948 | 41.0897 | 2.027% | 594.5794 | 0.63567 | 704.1139 | 98.4206 | 29.5131 | 45688.2798 | 3174.141 | 80000555.9895 | 5146.7509 | 54009.1717 | 790.018 | 0.76627 | 705.4217 | 80 | 4380.4886 | 88804.7668 | 112296.9431 | 10817.3523 | 4676.0421 | 310425396.8254 | 19641.2942 | 136614.2793 | 1897.8881 | 0.46564 | 440.0873 | 307.6283 | 94.2043 | 8881.6757 | 55049.0594 | 68839.6921 | 4552.4279 | 1815.9299 | 108044444.4444 | 6997.0199 | 77652.642 | 1119.979 | 0.16207 | 718.7102 | 110.2258 | 251.0508 | 6075.1824 | 37092.8145 | 3804.6174 | 219354838.7097 | 12526.9357 | 53424.3676 | 703.8834 | 0.21935 | 243.5523 | 8028.1106 | 206.6193 | 4989.2144 | 43264.0826 | 1271.0463 | 63920000 | 3530.7961 | 48065.925 | 980.0214 | 3.196 | 751.97 | 741.0842 | 18.7836 | 3666.3101 | 77368.5736 | 96077.8287 | 5510.6742 | 2761.1824 | 103547089.9471 | 7010.9981 | 105850.0093 | 1550.2168 | 1.0355 | 1022.2403 | 114.6633 | 252.4534 | 7788.1366 | 168149.0614 | 207423.4299 | 4714.7148 | 1647.389 | 128282539.6825 | 7738.3922 | 216809.2111 | 3352.0815 | 0.19242 | 1690.0914 | 130.8725 | 254.5194 | 14459.3227 | 60323.8156 | 70731.1921 | 5860.1675 | 4344.8465 | 41546421.2601 | 2996.9063 | 78072.9449 | 1114.2328 | 0.81262 | 1923.731 | 38.4432 | 236.5137 | 6259.7853 | 47148.5716 | 51051.0227 | 14113502.4883 | 5007.1638 | 103206.7581 | 817.8474 | 1.3619 | 7588.7322 | 8.16 | 7620.7009 | 2.0275 |  |  | 2.0275 | 2508.7825 | 571.0995 | 361.7518 | 637.1424 | 927.866 | 1616.9264 | 1702.4617
Russia | 5558 | 1 | 0 | Novorossiysk | 3617 |  | 382.7586 | 16376870 | 2283.1819 | 2739.8183 | 11.3% | 12.13% | 0.9 | 40 | 1232.0962 | 2098.75 | 638.75 | 3.5792 | 2.1012 | 6.9039 | 82583.1204 | 3035.2195 | 3971 | 2847.5 | 4.6541 | 3.5573 | 4.9609 | 17495.1514 | 4010.9209 | 4204.8 | 3153.6 | 6.6786 | 6.3706 | 8.4942 | 29152.6563 | 144 | 132.7 | 59.2316 | 50 | 6635 | 122595.9281 | 4.3437 | 4267.3157 | 4913.6805 | 11.6% | 5000.6464 | 9.9143 | 5417.0362 | 3009.4492 | 8.1664 | 12313.829 | 3915.4783 | 285.1588 | 6.565% | 2674.3456 | 2.9595 | 6116.5906 | 121.0592 | 35.1267 | 54193.912 | 3393.8859 | 78634202.8842 | 8660.6961 | 66248.494 | 776.5358 | 0.76627 | 865.2812 | 80 | 5280.4388 | 122411.9604 | 151737.4999 | 12185.5286 | 5036.9956 | 310425396.8254 | 17245.9279 | 174020.4234 | 1897.8881 | 0.46564 | 560.5869 | 194.6558 | 94.2043 | 11268.9574 | 66690.6414 | 83905.6385 | 4985.2994 | 1980.8406 | 108044444.4444 | 9761.6966 | 95648.1757 | 1119.979 | 0.16207 | 885.2669 | 69.5496 | 251.0508 | 7163.3041 | 44235.8953 | 4096.5493 | 219354838.7097 | 12977.9412 | 61310.3858 | 703.8834 | 0.21935 | 279.5032 | 5065.5237 | 206.6193 | 5351.2314 | 67534.5309 | 1502.3331 | 63920000 | 7871.014 | 76907.878 | 980.0214 | 3.196 | 1203.1896 | 475.8762 | 18.7836 | 5809.956 | 94125.6722 | 117480.6391 | 6078.4991 | 2993.0328 | 103547089.9471 | 9797.0098 | 130270.6817 | 1550.2168 | 1.0355 | 1258.0815 | 71.8064 | 252.4534 | 9263.7306 | 205948.0091 | 254974.6311 | 5271.0532 | 1787.495 | 128282539.6825 | 10204.9991 | 266967.1252 | 3352.0815 | 0.19242 | 2081.087 | 82.5771 | 254.5194 | 17457.3814 | 71727.2178 | 84605.5532 | 6314.9965 | 4667.994 | 41183667.5231 | 7484.083 | 96757.6303 | 1104.515 | 0.81262 | 2384.125 | 24.4879 | 236.5137 | 7460.6275 | 56702.7543 | 54152.8501 | 13916779.7359 | 8576.321 | 119431.9254 | 806.4631 | 1.3619 | 8781.7592 | 8.16 | 8813.7279 | 3.5792 | 4.6541 | 6.6786 | 3.5792 | 3009.4492 | 689.1901 | 488.805 | 776.5845 | 1134.5624 | 1987.602 | 2054.3472
Rwanda | 6440 | 0.9 | 0.1 |  |  |  | 382.7586 | 24670 | 88.6155 |  | 15% | 14.75% | 0.9 | 40 | 1796.2331 | 1916.25 | 1551.25 | 2.8532 | 2.6745 | 3.3038 | 180.3239 | [6 empty] | 0 | [6 empty] | 0 | 12.2 | 21.9 |  | 50 | 1095 | -914.6761 | 2.8532 | 1796.2331 | 3289.016 | 13.25% | 8033.3608 | 11.3224 | 6140.3514 | 3576.0407 | 8.1664 | 16188.9572 | 4767.0056 | No Port |  |  |  |  | 125.9428 | 37.6212 | 61107.1412 | 3636.3589 | 76857210.7857 | No Port |  | 759.0017 | 0.76627 |  | 80 |  | 121650.1998 | 152234.0987 | 12558.3211 | 5491.6311 | 310425396.8254 | No Port |  | 1897.8881 | 0.46564 |  | No Port | 94.2043 |  | 77880.2796 | 95833.9724 | 5248.0696 | 2189.4905 | 108044444.4444 | No Port |  | 1119.979 | 0.16207 |  | No Port | 251.0508 |  | 52153.8965 | 4462.2934 | 219354838.7097 | No Port |  | 703.8834 | 0.21935 |  | No Port | 206.6193 |  | 55148.6633 | 1516.9912 | 63920000 | No Port |  | 980.0214 | 3.196 |  | No Port | 18.7836 |  | 109122.7414 | 133479.8703 | 6310.3518 | 3252.1856 | 103547089.9471 | No Port |  | 1550.2168 | 1.0355 |  | No Port | 252.4534 |  | 236557.5147 | 287687.8698 | 5413.5578 | 1963.821 | 128282539.6825 | No Port |  | 3352.0815 | 0.19242 |  | No Port | 254.5194 |  | 82770.6648 | 96046.4094 | 6684.5541 | 5048.2516 | 40707231.5072 | No Port |  | 1091.7519 | 0.81262 |  | No Port | 236.5137 |  | 63617.7312 | 58046.1226 | 13659984.0902 | No Port |  | 791.6023 | 1.3619 |  | 8.16 |  | 2.8532 |  |  | 2.8532 | 3576.0407 | 795.0736 | 490.4048 | 886.9866 | 1289.0741 | 2242.6113 | 2359.4434
Saudi Arabia | 4595 | 1 | 0 | Jeddah | 3997 | Suez | 382.7586 | 2149690 | 827.2047 | 992.6456 | 8.6% | 10.22% | 0.75 | 40 | 2410.9321 | 2646.25 | 2098.75 | 1.9352 | 1.7631 | 2.2231 | 15674.4891 | [6 empty] | 0 | 3358.8673 | 3504 | 3153.6 | 7.1793 | 6.882 | 7.6466 | 122.1284 | 32.9 | 45 | 74.0017 | 50 | 2250 | 13546.6176 | 1.9352 | 2410.9321 | 2148.0757 | 9.91% | 3692.1247 | 5.8402 | 3324.1574 | 2228.9188 | 8.1664 | 9103.8488 | 2898.9199 | 63.919 | 3.303% | 1081.6553 | 1.1456 | 2018.0602 | 98.2664 | 29.5242 | 41074.9269 | 3152.9064 | 78823261.3481 | 5040.1287 | 49267.962 | 778.4013 | 0.76627 | 643.496 | 80 | 4031.8702 | 82867.658 | 106320.0934 | 10811.0179 | 4688.0741 | 310425396.8254 | 14872.2029 | 125880.3704 | 1897.8881 | 0.46564 | 405.5093 | 210.404 | 94.2043 | 8086.8405 | 49170.9792 | 62938.2827 | 4551.5686 | 1821.4631 | 108044444.4444 | 6315.0778 | 71074.8236 | 1119.979 | 0.16207 | 657.8295 | 75.2198 | 251.0508 | 5590.1907 | 33289.7888 | 3814.2734 | 219354838.7097 | 10066.5206 | 47170.5828 | 703.8834 | 0.21935 | 215.0424 | 5478.5035 | 206.6193 | 4341.9061 | 42420.9938 | 1268.1155 | 63920000 | 3884.2173 | 47573.3265 | 980.0214 | 3.196 | 744.2636 | 512.8458 | 18.7836 | 3612.5829 | 69372.3795 | 88049.9848 | 5511.012 | 2767.6466 | 103547089.9471 | 6337.0724 | 97154.7038 | 1550.2168 | 1.0355 | 938.2659 | 77.7806 | 252.4534 | 7147.9406 | 151290.32 | 190498.2494 | 4711.7897 | 1652.0538 | 128282539.6825 | 6806.8886 | 198957.1918 | 3352.0815 | 0.19242 | 1550.9296 | 89.3094 | 254.5194 | 13147.9453 | 54046.3179 | 64358.0585 | 5848.3211 | 4335.4013 | 41234044.1902 | 3565.9566 | 72259.4164 | 1105.8646 | 0.81262 | 1780.4847 | 26.4332 | 236.5137 | 5838.2924 | 42634.7251 | 50832.8963 | 13944037.2162 | 4991.714 | 98459.3353 | 808.0405 | 1.3619 | 7239.657 | 8.16 | 7271.6257 | 1.9352 |  | 7.1793 | 1.9352 | 2228.9188 | 521.1016 | 342.4981 | 582.5222 | 850.3376 | 1484.9897 | 1560.7991
Senegal | 4537 | 0.9 | 0.1 | Dakar | 2582 |  | 382.7586 | 192530 | 247.5565 | 297.0678 | 15% | 14.75% | 0.85 | 40 | 2124.7996 | 2281.25 | 1916.25 | 2.5539 | 2.3787 | 2.8318 | 1595.8185 | [6 empty] | 0 | [6 empty] | 0 | 15.9 | 34 | 3.0354 | 50 | 1700 | -104.1815 | 2.5539 | 2124.7996 | 2833.6572 | 9.873% | 5801.8983 | 8.6356 | 4760.1313 | 3095.9476 | 8.1664 | 11424.6504 | 3936.5959 | 50.3965 | 1.973% | 768.0561 | 0.81845 | 828.0679 | 124.2965 | 37.2974 | 55271.6527 | 3673.9105 | 78121563.685 | 2781.5671 | 61727.1302 | 771.4775 | 0.76627 | 806.227 | 80 | 4947.9856 | 109978.7991 | 140138.5009 | 12463.9355 | 5490.1619 | 310425396.8254 | 9386.8443 | 155015.5072 | 1897.8881 | 0.46564 | 499.3648 | 151.7628 | 94.2043 | 9794.1978 | 67723.5724 | 85428.2484 | 5215.1202 | 2188.881 | 108044444.4444 | 3630.3852 | 91247.5147 | 1119.979 | 0.16207 | 844.5368 | 54.1057 | 251.0508 | 6804.1862 | 45609.5691 | 4460.9765 | 219354838.7097 | 6098.0154 | 56168.561 | 703.8834 | 0.21935 | 256.0626 | 3940.697 | 206.6193 | 4890.4482 | 52224.8318 | 1497.855 | 63920000 | 2181.517 | 55904.2038 | 980.0214 | 3.196 | 874.5964 | 375.1828 | 18.7836 | 4227.2765 | 95247.7094 | 119267.0062 | 6276.2526 | 3249.08 | 103547089.9471 | 3662.4828 | 126178.569 | 1550.2168 | 1.0355 | 1218.5622 | 55.5347 | 252.4534 | 8908.5094 | 207145.8411 | 257567.0209 | 5374.5806 | 1963.2413 | 128282539.6825 | 3968.9707 | 263499.2329 | 3352.0815 | 0.19242 | 2054.0538 | 64.2404 | 254.5194 | 17093.1898 | 73419.971 | 86620.6531 | 6698.3783 | 5074.2235 | 41046769.2775 | 1885.2317 | 93580.1082 | 1100.8477 | 0.81262 | 2305.8303 | 19.1893 | 236.5137 | 7201.2146 | 57547.4908 | 58515.3562 | 13842808.8623 | 2731.5371 | 118794.3841 | 802.1824 | 1.3619 | 8734.8812 | 8.16 | 8766.8499 | 2.5539 |  |  | 2.5539 | 3095.9476 | 707.5083 | 451.4402 | 790.6769 | 1151.8142 | 2007.8104 | 2110.2916
Serbia | 1470 | 1 | 0 | Bar | 2719 |  | 382.7586 | 87460 | 166.8514 | 200.2217 | 13.4% | 13.62% | 0.9 | 40 | 1544.9032 | 1733.75 | 1368.75 | 3.1172 | 2.7777 | 3.5184 | 552.1691 | [6 empty] | 0 | #N/A | #N/A | #N/A | #N/A | #N/A | #N/A | #N/A | 8.8 | 7.4 | 23.467 | 50 | 370 | 182.1691 | 3.1172 | 1544.9032 | 3254.0342 | 4.205% | 1780.6153 | 5.0346 | 2910.3458 | 3923.3076 | 8.1664 | 3578.7022 | 4187.0479 | 55.6976 | 1.787% | 632.9063 | 0.6886 | 574.1876 | 121.7379 | 36.1308 | 66602.5892 | 3547.022 | 78189227.8904 | 2806.6049 | 72956.216 | 772.1451 | 0.76627 | 952.8918 | 80 | 5773.6536 | 129223.7222 | 158724.1406 | 12277.1115 | 5293.164 | 310425396.8254 | 10690.5564 | 174707.8611 | 1897.8881 | 0.46564 | 562.8014 | 157.4404 | 94.2043 | 11291.8073 | 85207.0441 | 102524.7004 | 5128.2688 | 2098.4886 | 108044444.4444 | 3895.1422 | 108518.3312 | 1119.979 | 0.16207 | 1004.386 | 56.15 | 251.0508 | 8102.9672 | 56765.7469 | 4302.4595 | 219354838.7097 | 6850.1347 | 67918.3411 | 703.8834 | 0.21935 | 309.6277 | 4089.5871 | 206.6193 | 5765.3504 | 56787.348 | 1486.3227 | 63920000 | 2223.1134 | 60496.7841 | 980.0214 | 3.196 | 946.4453 | 388.5113 | 18.7836 | 4572.7 | 119020.2636 | 142514.5047 | 6166.7373 | 3136.1711 | 103547089.9471 | 3856.7451 | 149507.4209 | 1550.2168 | 1.0355 | 1443.8592 | 57.6885 | 252.4534 | 10662.8811 | 257348.8287 | 306667.8142 | 5302.3785 | 1886.8349 | 128282539.6825 | 4305.6437 | 312860.2928 | 3352.0815 | 0.19242 | 2438.8377 | 66.6676 | 254.5194 | 20804.2108 | 90417.0656 | 103334.8696 | 6519.3603 | 4893.8754 | 41064863.9442 | 1819.9932 | 110048.7382 | 1101.3324 | 0.81262 | 2711.6202 | 19.8907 | 236.5137 | 8433.0925 | 68900.8941 | 56577.4906 | 13852577.5534 | 2727.096 | 128205.4807 | 802.7477 | 1.3619 | 9426.8736 | 8.16 | 9458.8423 | 3.1172 |  | #N/A | #N/A | 3923.3076 | 851.8129 | 511.3117 | 948.9123 | 1376.3255 | 2390.5655 | 2516.3816
Seychelles | 7884 | 0.8 | 0.2 | Mahe | 6061 | Suez | 382.7586 | 460 | 12.1005 | 14.5206 | 11.2% | 12.06% | 0.9 | 40 | 1916.25 | 1916.25 | 1916.25 | 2.2912 | 2.2912 | 2.2912 | 1.6566 |  | 3971 |  |  | 3.5435 |  |  | #N/A | #N/A | #N/A | #N/A | #N/A | #N/A | #N/A | 0.1 | 0.1 |  | 50 | 5 | -3.3434 | 2.2912 | 1916.25 | 2724.3374 | 15.9% | 9662.9051 | 12.3872 | 6687.3729 | 2903.0691 | 8.1664 | 17289.0408 | 4174.9226 | 32.721 | 1.428% | 422.796 | 0.45552 | 108.2908 | 109.4169 | 32.7953 | 52293.2079 | 3402.8055 | 79858115.1005 | 4600.2813 | 60296.2947 | 788.6125 | 0.76627 | 787.5387 | 80 | 4842.7771 | 100791.4418 | 127117.0616 | 11515.5258 | 5014.4361 | 310425396.8254 | 19628.1278 | 151759.6255 | 1897.8881 | 0.46564 | 488.8763 | 295.9415 | 94.2043 | 9812.5577 | 63471.7271 | 78925.6787 | 4832.6601 | 1970.9398 | 108044444.4444 | 6600.9359 | 87497.5544 | 1119.979 | 0.16207 | 809.8293 | 106.018 | 251.0508 | 6685.6683 | 42678.0779 | 4077.4571 | 219354838.7097 | 12336.4108 | 59091.9458 | 703.8834 | 0.21935 | 269.3898 | 7721.6361 | 206.6193 | 5383.4132 | 47426.3757 | 1368.1398 | 63920000 | 3080.1978 | 51874.7133 | 980.0214 | 3.196 | 811.5568 | 713.6489 | 18.7836 | 3949.9519 | 89093.8801 | 110059.7001 | 5833.8168 | 2964.3151 | 103547089.9471 | 6539.9169 | 119563.932 | 1550.2168 | 1.0355 | 1154.6817 | 110.2298 | 252.4534 | 8639.0876 | 193414.2424 | 237425.5798 | 4994.6803 | 1778.6764 | 128282539.6825 | 7375.0103 | 246579.2665 | 3352.0815 | 0.19242 | 1922.1577 | 125.8765 | 254.5194 | 16310.5557 | 69235.8823 | 80887.952 | 6225.1971 | 4662.8395 | 41508747.3169 | 2471.8105 | 88022.602 | 1113.2235 | 0.81262 | 2168.8923 | 36.9995 | 236.5137 | 6903.2086 | 54022.6369 | 54397.237 | 14093023.569 | 4442.9675 | 112862.8415 | 816.6623 | 1.3619 | 8298.7383 | 8.16 | 8330.7071 | 2.2912 |  | #N/A | #N/A | 2903.0691 | 654.8265 | 409.4931 | 730.4927 | 1062.8952 | 1850.802 | 1948.6965
Sierra Leone | 5098 | 0.9 | 0.1 | Freetown | 3070 |  | 382.7586 | 72180 | 151.5771 | 181.8925 | 18.7% | 17.37% | 0.9 | 40 | 1806.2258 | 1916.25 | 1733.75 | 3.2333 | 3.0477 | 3.3685 | 532.2499 | [6 empty] | 0 | [6 empty] | 0 | 7.6 | 13 |  | 50 | 650 | -117.7501 | 3.2333 | 1806.2258 | 3628.0494 | 10.88% | 7397.3608 | 11.0254 | 5987.7996 | 4020.0715 | 8.1664 | 14415.8968 | 5080.6643 | 56.6299 | 1.751% | 751.2698 | 0.8079 | 616.6854 | 141.115 | 42.1393 | 69963.5091 | 3996.2337 | 78362854.0943 | 3109.335 | 77069.0778 | 773.8583 | 0.76627 | 1006.6104 | 80 | 6076.0699 | 136487.5229 | 170980.8981 | 13520.9982 | 5955.4483 | 310425396.8254 | 11966.2839 | 188902.6304 | 1897.8881 | 0.46564 | 608.5283 | 171.9867 | 94.2043 | 12012.2456 | 87423.7307 | 107672.4068 | 5634.1584 | 2401.9497 | 108044444.4444 | 4344.4089 | 114418.7654 | 1119.979 | 0.16207 | 1058.9972 | 61.3875 | 251.0508 | 8336.576 | 58499.2047 | 4836.2674 | 219354838.7097 | 7668.6442 | 71004.1163 | 703.8834 | 0.21935 | 323.6952 | 4471.0501 | 206.6193 | 6020.2944 | 61035.954 | 1651.2457 | 63920000 | 2473.3303 | 65160.53 | 980.0214 | 3.196 | 1019.4075 | 422.6595 | 18.7836 | 4924.9919 | 122485.1673 | 149955.8175 | 6755.3158 | 3530.7473 | 103547089.9471 | 4286.1936 | 157772.7583 | 1550.2168 | 1.0355 | 1523.6812 | 63.2068 | 252.4534 | 10992.9141 | 265518.512 | 323184.7543 | 5799.6592 | 2143.7698 | 128282539.6825 | 4807.6727 | 330136.1968 | 3352.0815 | 0.19242 | 2573.5084 | 72.8861 | 254.5194 | 21478.8587 | 93775.3758 | 108896.5685 | 7218.742 | 5517.22 | 41111259.6791 | 2011.598 | 116425.3865 | 1102.5753 | 0.81262 | 2868.7419 | 21.6876 | 236.5137 | 8745.6729 | 72677.0368 | 63181.0967 | 13877636.8356 | 3010.4834 | 138868.6169 | 804.1979 | 1.3619 | 10210.9277 | 8.16 | 10242.8964 | 3.2333 |  |  | 3.2333 | 4020.0715 | 892.8147 | 550.7955 | 996.5566 | 1448.1896 | 2519.3199 | 2648.8259
Somalia | 6427 | 0.9 | 0.1 | Mogadiscio | 5767 | Suez | 382.7586 | 627340 | 446.8652 | 536.2383 | 11.9% | 12.56% | 0.8 | 40 | 2279.7657 | 2463.75 | 1916.25 | 2.2334 | 2.0666 | 2.6571 | 5193.5786 | [6 empty] | 0 | 3957.0067 | 4204.8 | 3153.6 | 6.9197 | 6.5119 | 8.6825 | 1309.6901 | 14.7 | 35.9 |  | 50 | 1795 | 4708.2686 | 2.2334 | 2279.7657 | 2573.8493 | 13.23% | 7042.8249 | 9.6167 | 5264.1319 | 2637.1643 | 8.1664 | 14480.9748 | 3702.5423 | 54.3278 | 2.433% | 878.5878 | 0.93292 | 1277.2599 | 111.5736 | 33.5097 | 48635.3986 | 3457.7976 | 79709882.9239 | 5456.7106 | 57549.9068 | 787.1499 | 0.76627 | 751.6677 | 80 | 4640.8368 | 95935.3668 | 122816.7184 | 11656.7357 | 5101.5484 | 310425396.8254 | 19250.6094 | 147168.8762 | 1897.8881 | 0.46564 | 474.0877 | 283.7574 | 94.2043 | 9437.2219 | 57917.6157 | 73697.799 | 4891.4196 | 2010.8706 | 108044444.4444 | 7257.3642 | 82966.0337 | 1119.979 | 0.16207 | 767.888 | 101.631 | 251.0508 | 6329.5426 | 39113.2273 | 4147.6381 | 219354838.7097 | 12519.6696 | 55780.535 | 703.8834 | 0.21935 | 254.2936 | 7402.1201 | 206.6193 | 5116.4332 | 47272.6412 | 1385.2433 | 63920000 | 3973.2565 | 52631.141 | 980.0214 | 3.196 | 823.3908 | 685.0461 | 18.7836 | 4004.5808 | 81595.8344 | 103004.2411 | 5903.2164 | 3015.6696 | 103547089.9471 | 7242.6559 | 113262.5667 | 1550.2168 | 1.0355 | 1093.8267 | 105.6077 | 252.4534 | 8144.1958 | 177722.9971 | 222663.4103 | 5050.829 | 1812.4695 | 128282539.6825 | 7962.7394 | 232438.6193 | 3352.0815 | 0.19242 | 1811.9272 | 120.6678 | 254.5194 | 15203.7486 | 63755.8306 | 75642.6393 | 6311.3449 | 4741.9148 | 41469506.6006 | 3450.9345 | 83835.4885 | 1112.1723 | 0.81262 | 2065.7211 | 35.4945 | 236.5137 | 6578.4818 | 50437.1866 | 55224.3515 | 14071704.8446 | 5328.7329 | 110990.271 | 815.4286 | 1.3619 | 8161.0493 | 8.16 | 8193.0181 | 2.2334 |  | 6.9197 | 2.2334 | 2637.1643 | 610.1552 | 395.64 | 682.1063 | 994.7575 | 1735.7266 | 1824.0545
South Africa | 9354 | 1 | 0 | Durban | 6944 |  | 382.7586 | 1213090 | 621.4005 | 745.6806 | 11.3% | 12.13% | 0.8 | 40 | 2301.8107 | 2463.75 | 1186.25 | 2.1553 | 2.0136 | 4.1822 | 10090.7976 | [6 empty] | 0 | 4005.909 | 4204.8 | 3153.6 | 6.6869 | 6.3706 | 8.4942 | 3604.1163 | 56.7 | 72.8 | 30.8776 | 50 | 3640 | 10054.9139 | 2.1553 | 2301.8107 | 2627.1686 | 17.96% | 8134.0987 | 10.7613 | 5852.1094 | 2549.6529 | 8.1664 | 20572.4492 | 4062.9334 | 61.0583 | 2.833% | 1028.2615 | 1.0893 | 1707.0643 | 109.0229 | 32.7593 | 47494.1832 | 3422.5417 | 80304975.12 | 5984.7733 | 56901.4982 | 793.0218 | 0.76627 | 743.1987 | 80 | 4593.1597 | 93087.8762 | 119311.9828 | 11495.4469 | 5026.2542 | 310425396.8254 | 19824.3896 | 144162.6266 | 1897.8881 | 0.46564 | 464.4035 | 332.5353 | 94.2043 | 9261.7644 | 56038.6943 | 71433.0544 | 4827.0027 | 1976.3843 | 108044444.4444 | 7634.4955 | 81043.9342 | 1119.979 | 0.16207 | 750.0981 | 119.1937 | 251.0508 | 6215.6716 | 37872.5441 | 4086.9214 | 219354838.7097 | 12850.0635 | 54809.529 | 703.8834 | 0.21935 | 249.867 | 8681.2708 | 206.6193 | 5139.0909 | 46157.5136 | 1362.4223 | 63920000 | 4497.8904 | 52017.8263 | 980.0214 | 3.196 | 813.7958 | 799.5545 | 18.7836 | 3967.002 | 78974.1883 | 99859.1627 | 5829.189 | 2970.327 | 103547089.9471 | 7753.5771 | 110583.0668 | 1550.2168 | 1.0355 | 1067.9495 | 124.1119 | 252.4534 | 7984.9128 | 172056.3229 | 215897.9498 | 4986.0793 | 1783.2568 | 128282539.6825 | 8353.5406 | 226034.7472 | 3352.0815 | 0.19242 | 1762.0071 | 141.5202 | 254.5194 | 14812.5891 | 61993.7125 | 73633.8324 | 6240.3112 | 4682.1238 | 41626826.3113 | 3929.6612 | 82245.6175 | 1116.3867 | 0.81262 | 2026.5464 | 41.5199 | 236.5137 | 6479.3348 | 49177.4712 | 54665.7838 | 14157246.6242 | 5806.8793 | 109650.1343 | 820.3789 | 1.3619 | 8062.5099 | 8.16 | 8094.4786 | 2.1553 |  | 6.6869 | 2.1553 | 2549.6529 | 591.4227 | 384.3499 | 661.1451 | 964.3841 | 1682.9878 | 1768.9033
Spain | 1472 | 1 | 0 | Valencia | 1748 |  | 382.7586 | 500210 | 399.026 | 478.8313 | 4.8% | 7.538% | 0.9 | 40 | 1826.4948 | 2098.75 | 1368.75 | 1.7266 | 1.5026 | 2.304 | 3716.659 | 3096.086 | 3285.5 | 2847.5 | 3.4062 | 3.2098 | 3.7035 | 368.2271 | 3616.8811 | 4204.8 | 3153.6 | 5.6271 | 4.8403 | 6.4538 | 1146.9853 | 46.4 | 44.4 | 29.1099 | 50 | 2220 | 3011.8715 | 2.783 | 4922.5809 | 2905.2385 | 4.209% | 1149.2472 | 4.0545 | 2406.8357 | 1936.2342 | 8.1664 | 2517.3849 | 2121.9366 | 64.6345 | 2.323% | 570.4458 | 0.63508 | 848.5277 | 89.494 | 26.2234 | 35654.4888 | 2817.0817 | 77710913.0465 | 2129.5552 | 40601.1257 | 767.4254 | 0.76627 | 530.2972 | 80 | 3394.6029 | 82442.9413 | 103634.9658 | 10212.7566 | 4217.7985 | 310425396.8254 | 6103.0473 | 113955.8115 | 1897.8881 | 0.46564 | 367.0956 | 117.1996 | 94.2043 | 7359.9774 | 43377.7998 | 55818.1723 | 4177.2072 | 1605.7831 | 108044444.4444 | 2559.6755 | 59983.6309 | 1119.979 | 0.16207 | 555.1755 | 41.6611 | 251.0508 | 4858.095 | 29056.8109 | 3435.6393 | 219354838.7097 | 4031.0606 | 36523.5109 | 703.8834 | 0.21935 | 166.5042 | 3034.315 | 206.6193 | 3379.3134 | 48469.2638 | 1209.3912 | 63920000 | 1632.6249 | 51311.2799 | 980.0214 | 3.196 | 802.7422 | 294.0443 | 18.7836 | 3876.8411 | 61482.8466 | 78360.2524 | 5195.0765 | 2494.4026 | 103547089.9471 | 2661.4736 | 83516.1286 | 1550.2168 | 1.0355 | 806.5522 | 42.4229 | 252.4534 | 6271.7329 | 134973.465 | 170402.4251 | 4476.4855 | 1469.6393 | 128282539.6825 | 2755.1163 | 174627.1807 | 3352.0815 | 0.19242 | 1361.2701 | 49.4648 | 254.5194 | 11630.0206 | 47091.4839 | 56342.254 | 5377.4578 | 3881.2705 | 40936788.2213 | 1507.8109 | 61731.3354 | 1097.9014 | 0.81262 | 1521.0709 | 14.9198 | 236.5137 | 5140.1045 | 37284.3012 | 45862.5396 | 13783489.4989 | 2130.2616 | 85277.1024 | 798.7496 | 1.3619 | 6270.3752 | 8.16 | 6302.3439 | 1.7266 | 3.4062 | 5.6271 | 1.7266 | 1936.2342 | 458.8093 | 333.8482 | 516.6223 | 756.7596 | 1328.3369 | 1376.3233
Sri Lanka | 8328 | 0.9 | 0.1 | Colombo | 6755 | Suez | 382.7586 | 62710 | 141.2842 | 169.541 | 13.5% | 13.69% | 0.9 | 40 | 1947.8261 | 2098.75 | 1733.75 | 2.4823 | 2.3038 | 2.7888 | 511.5203 | 3126.0281 | 3971 | 2847.5 | 4.9066 | 3.8625 | 5.3865 | 160.459 | 3607.1928 | 4204.8 | 3153.6 | 8.0298 | 6.8886 | 9.1848 | 455.1556 | 20.9 | 20.8 | 5.6638 | 50 | 1040 | 87.135 | 3.9759 | 5073.8542 | 4761.7211 | 16.5% | 9644.0163 | 14.4057 | 7718.7824 | 2751.9348 | 8.1664 | 19898.9286 | 4215.6918 | 68.6881 | 1.728% | 607.6748 | 0.67636 | 485.5185 | 126.8143 | 37.1707 | 52154.1532 | 3622.9078 | 80209117.9936 | 5309.4036 | 61086.4645 | 792.076 | 0.76627 | 797.8592 | 80 | 4900.8778 | 115991.3968 | 146799.8679 | 12570.6668 | 5309.864 | 310425396.8254 | 21240.8345 | 173350.5663 | 1897.8881 | 0.46564 | 558.4291 | 324.7027 | 94.2043 | 11128.4815 | 61201.0892 | 79286.6129 | 5070.7245 | 2105.9584 | 108044444.4444 | 7379.8872 | 88772.4585 | 1119.979 | 0.16207 | 821.6291 | 116.3735 | 251.0508 | 6594.2517 | 40886.0533 | 4316.2996 | 219354838.7097 | 13461.4884 | 58663.8413 | 703.8834 | 0.21935 | 267.4381 | 8475.8677 | 206.6193 | 5407.3931 | 65234.0968 | 1544.1931 | 63920000 | 3629.5643 | 70407.8542 | 980.0214 | 3.196 | 1101.4996 | 781.167 | 18.7836 | 5344.902 | 86734.9953 | 111270.9743 | 6275.4181 | 3152.5026 | 103547089.9471 | 7349.1668 | 121772.6437 | 1550.2168 | 1.0355 | 1176.0122 | 121.1405 | 252.4534 | 8558.4168 | 190409.009 | 241914.8053 | 5423.2949 | 1893.3415 | 128282539.6825 | 8200.8755 | 252009.0223 | 3352.0815 | 0.19242 | 1964.4842 | 138.1718 | 254.5194 | 16182.7279 | 67421.2307 | 81087.9142 | 6617.2162 | 4955.5359 | 41601524.1037 | 3002.2601 | 89045.7102 | 1115.7089 | 0.81262 | 2194.1019 | 40.5524 | 236.5137 | 6837.8682 | 54576.9301 | 57427.3959 | 14143475.5541 | 5135.8697 | 117140.1958 | 819.582 | 1.3619 | 8613.2497 | 8.16 | 8645.2184 | 2.4823 | 4.9066 | 8.0298 | 2.4823 | 2751.9348 | 650.2272 | 472.899 | 733.8333 | 1074.593 | 1885.7968 | 1949.1573
Sudan | 5901 | 0.9 | 0.1 | Port Sudan | 4055 | Suez | 382.7586 | 2376000 | 869.6576 | 1043.5891 | 12.5% | 12.98% | 0.75 | 40 | 2340.0241 | 2646.25 | 1916.25 | 2.3804 | 2.1049 | 2.9068 | 19581.2243 | [6 empty] | 0 | [6 empty] | 0 | 40.4 | 80.4 | 4.3496 | 50 | 4020 | 15561.2243 | 2.3804 | 2340.0241 | 2714.3838 | 12.3% | 6675.3537 | 9.3897 | 5147.5546 | 2706.9178 | 8.1664 | 13600.7733 | 3707.5751 | 80.9247 | 3.4% | 1343.3298 | 1.4243 | 2470.8641 | 114.5035 | 34.3347 | 49380.0776 | 3485.2553 | 78852157.5968 | 5693.5093 | 58558.8423 | 778.6864 | 0.76627 | 764.8456 | 80 | 4715.0232 | 99114.6703 | 126750.9793 | 11839.7658 | 5177.181 | 310425396.8254 | 16469.7097 | 148397.87 | 1897.8881 | 0.46564 | 478.0468 | 212.8077 | 94.2043 | 9474.7575 | 59459.7601 | 75683.1267 | 4963.4263 | 2045.4972 | 108044444.4444 | 7149.8582 | 84878.4821 | 1119.979 | 0.16207 | 785.5886 | 76.0852 | 251.0508 | 6438.4469 | 40115.8715 | 4208.6581 | 219354838.7097 | 11262.5331 | 55587.0628 | 703.8834 | 0.21935 | 253.4116 | 5541.5373 | 206.6193 | 4965.3998 | 49061.2635 | 1412.4723 | 63920000 | 4558.3392 | 55032.0749 | 980.0214 | 3.196 | 860.9524 | 518.4885 | 18.7836 | 4172.404 | 83782.6526 | 105792.3102 | 5985.0984 | 3061.7275 | 103547089.9471 | 7113.9889 | 115968.0266 | 1550.2168 | 1.0355 | 1119.9545 | 78.6924 | 252.4534 | 8299.5721 | 182542.5965 | 228745.1521 | 5124.557 | 1841.8157 | 128282539.6825 | 7695.2768 | 238282.2446 | 3352.0815 | 0.19242 | 1857.4799 | 90.337 | 254.5194 | 15541.6555 | 65049.4959 | 77203.0979 | 6379.8146 | 4796.3437 | 41241738.6791 | 4158.0728 | 86157.5144 | 1106.0707 | 0.81262 | 2122.9363 | 26.7301 | 236.5137 | 6729.9898 | 51351.5345 | 55684.9107 | 13948202.2619 | 5621.7336 | 112658.1788 | 808.2815 | 1.3619 | 8283.6896 | 8.16 | 8315.6583 | 2.3804 |  |  | 2.3804 | 2706.9178 | 626.2362 | 408.3138 | 700.4814 | 1021.6831 | 1783.1355 | 1871.9652
Suriname | 7744 | 0 | 1 | Paramibo | 4045 |  | 382.7586 | 156000 | 222.837 | 267.4044 | 12.9% | 13.27% | 0.85 | 40 | 1913.385 | 2281.25 | 1733.75 | 2.6115 | 2.1903 | 2.882 | 1026.2639 | [6 empty] | 0 | 3339.6795 | 3504 | 3153.6 | 8.4952 | 8.0968 | 8.9964 | 1058.4112 | 0.6 | 0.6 |  | 50 | 30 | 2054.6751 | 2.6115 | 1913.385 | 3083.8963 | 15.32% | 22065.8602 | 25.1498 | 13073.6015 | 3183.1133 | 8.1664 | 18087.8609 | 4513.7036 | 50.0416 | 1.916% | 679.3049 | 0.72935 | 707.8356 | 117.1886 | 35.0287 | 56322.9144 | 3520.5998 | 78847174.7293 | 3568.1286 | 63411.6428 | 778.6373 | 0.76627 | 828.2287 | 80 | 5071.8468 | 110393.6957 | 138721.873 | 12003.7421 | 5228.2559 | 310425396.8254 | 13317.9998 | 157268.1286 | 1897.8881 | 0.46564 | 506.6213 | 212.3933 | 94.2043 | 10084.3808 | 69512.7574 | 86142.272 | 5026.0774 | 2068.8526 | 108044444.4444 | 4841.2294 | 93052.354 | 1119.979 | 0.16207 | 861.2415 | 75.936 | 251.0508 | 7012.4815 | 46634.8236 | 4249.9235 | 219354838.7097 | 8500.3599 | 59385.107 | 703.8834 | 0.21935 | 270.7262 | 5530.6694 | 206.6193 | 5243.8686 | 51553.3754 | 1439.1313 | 63920000 | 2711.1187 | 55703.6254 | 980.0214 | 3.196 | 871.4585 | 517.5156 | 18.7836 | 4222.6987 | 97526.8716 | 120087.5356 | 6054.8442 | 3093.8133 | 103547089.9471 | 4853.6258 | 128034.9747 | 1550.2168 | 1.0355 | 1236.4903 | 78.5352 | 252.4534 | 9149.0901 | 211673.8947 | 259033.1202 | 5191.0351 | 1861.6376 | 128282539.6825 | 5347.7684 | 266242.5262 | 3352.0815 | 0.19242 | 2075.4385 | 90.1598 | 254.5194 | 17515.9269 | 75118.7207 | 87576.185 | 6443.2499 | 4845.0185 | 41240411.9406 | 2255.1215 | 94676.325 | 1106.0352 | 0.81262 | 2332.8412 | 26.6789 | 236.5137 | 7335.1117 | 58373.3718 | 56182.5567 | 13947484.0618 | 3460.1336 | 118016.0621 | 808.24 | 1.3619 | 8677.6516 | 8.16 | 8709.6203 | 2.6115 |  | 8.4952 | 2.6115 | 3183.1133 | 714.3302 | 446.8767 | 797.2855 | 1159.7384 | 2019.2391 | 2123.5526
Swaziland | 9110 | 0.9 | 0.1 |  |  |  | 382.7586 |  | 0 |  | 12.2% | 12.77% | 0.9 | 40 | 2098.75 | 2098.75 | 2098.75 | 2.1841 | 2.1841 | 2.1841 | 143.1715 | [6 empty] | 0 | [6 empty] | 0 | 1.4 | 2.1 |  | 50 | 105 | 38.1715 | 2.1841 | 2098.75 | 2657.7445 | 17.82% | 9937.3784 | 12.5951 | 6794.1611 | 2758.5116 | 8.1664 | 20720.7897 | 4282.6996 | No Port |  |  |  |  | 112.3631 | 33.7894 | 48626.7183 | 3401.5669 | 76857210.7857 | No Port |  | 759.0017 | 0.76627 |  | 80 |  | 97940.9534 | 125025.7383 | 11709.5249 | 5138.7619 | 310425396.8254 | No Port |  | 1897.8881 | 0.46564 |  | No Port | 94.2043 |  | 60432.1126 | 76331.7175 | 4913.9041 | 2027.9338 | 108044444.4444 | No Port |  | 1119.979 | 0.16207 |  | No Port | 251.0508 |  | 40784.3695 | 4177.6078 | 219354838.7097 | No Port |  | 703.8834 | 0.21935 |  | No Port | 206.6193 |  | 46967.3227 | 1391.0063 | 63920000 | No Port |  | 980.0214 | 3.196 |  | No Port | 18.7836 |  | 85015.1818 | 106585.6036 | 5930.1667 | 3037.4244 | 103547089.9471 | No Port |  | 1550.2168 | 1.0355 |  | No Port | 252.4534 |  | 184898.3452 | 230178.8595 | 5071.7009 | 1826.9048 | 128282539.6825 | No Port |  | 3352.0815 | 0.19242 |  | No Port | 254.5194 |  | 65121.3194 | 76878.1816 | 6290.5355 | 4719.069 | 40707231.5072 | No Port |  | 1091.7519 | 0.81262 |  | No Port | 236.5137 |  | 50702.982 | 54635.6388 | 13659984.0902 | No Port |  | 791.6023 | 1.3619 |  | 8.16 |  | 2.1841 |  |  | 2.1841 | 2758.5116 | 632.6891 | 402.7562 | 706.4844 | 1029.3443 | 1794.3117 | 1888.5633
Sweden | 1210 | 0.9 | 0.1 | Gothenburg | 501 |  | 382.7586 | 407310 | 360.0705 | 432.0847 | 4.9% | 7.608% | 0.9 | 40 | 1047.6462 | 1368.75 | 1003.75 | 3.0286 | 2.3181 | 3.1611 | 1945.1567 | 3349.3356 | 3971 | 2847.5 | 3.1651 | 2.6696 | 3.7229 | 2130.2629 | 3818.8422 | 4204.8 | 3153.6 | 5.3554 | 4.8639 | 6.4851 | 1602.3862 | 9.9 | 11.6 | 59.6735 | 50 | 580 | 5097.8057 | 3.1325 | 4396.9818 | 3253.5699 | 3.72% | 1149.3691 | 4.4029 | 2585.8362 | 2179.2695 | 8.1664 | 2104.5938 | 2334.6195 | 69.9443 | 2.233% | 546.6826 | 0.61663 | 810.942 | 91.7703 | 26.7126 | 38937.2271 | 2815.4107 | 77100929.8514 | 1500.1149 | 43252.7528 | 761.4066 | 0.76627 | 564.9305 | 80 | 3589.5754 | 90323.8126 | 112102.3759 | 10345.7721 | 4231.9995 | 310425396.8254 | 3584.7909 | 119919.1663 | 1897.8881 | 0.46564 | 386.3059 | 65.5207 | 94.2043 | 7760.268 | 48618.3679 | 61403.0569 | 4327.9009 | 1612.2161 | 108044444.4444 | 1712.9807 | 64728.2537 | 1119.979 | 0.16207 | 599.0891 | 23.0539 | 251.0508 | 5190.8861 | 32387.4477 | 3447.2395 | 219354838.7097 | 2479.1882 | 38313.8754 | 703.8834 | 0.21935 | 174.6662 | 1679.0891 | 206.6193 | 3411.3089 | 51942.887 | 1234.7129 | 63920000 | 1234.1154 | 54411.7153 | 980.0214 | 3.196 | 851.2471 | 172.7257 | 18.7836 | 4100.4533 | 68712.3501 | 86056.8775 | 5245.7581 | 2505.4519 | 103547089.9471 | 1775.342 | 90337.6714 | 1550.2168 | 1.0355 | 872.4308 | 22.8182 | 252.4534 | 6740.4424 | 150497.6118 | 186907.1512 | 4531.1059 | 1475.16 | 128282539.6825 | 1811.6776 | 190193.9887 | 3352.0815 | 0.19242 | 1482.6179 | 27.3722 | 254.5194 | 12704.5232 | 52051.3419 | 61520.1306 | 5398.4672 | 3886.7464 | 40772893.5902 | 1175.7201 | 66582.5971 | 1093.5109 | 0.81262 | 1640.6069 | 8.536 | 236.5137 | 5481.4569 | 40726.9217 | 45840.6155 | 13695268.8057 | 1524.9819 | 88092.5191 | 793.6443 | 1.3619 | 6477.3911 | 8.16 | 6509.3598 | 3.0286 | 3.1651 | 5.3554 | 3.0286 | 2179.2695 | 505.0163 | 361.125 | 568.3129 | 831.0893 | 1456.996 | 1508.8488
Switzerland | 628 | 1 | 0 |  |  |  | 382.7586 | 39528 | 112.1702 |  | 3.9% | 6.901% | 0.9 | 40 | 1462.8762 | 1916.25 | 1186.25 | 2.0368 | 1.5549 | 2.5118 | 245.7834 | 3076.1275 | 3285.5 | 2847.5 | 3.2671 | 3.0589 | 3.5294 | 68.9137 | [6 empty] | 0 | 8.5 | 9.9 | 38.4255 | 50 | 495 | -180.3029 | 2.8706 | 4539.0036 | 2947.4706 | 2.608% | 619.476 | 3.5669 | 2156.3869 | 1998.858 | 8.1664 | 1078.9616 | 2078.7938 | No Port |  |  |  |  | 86.794 | 25.3192 | 35868.6936 | 2726.3015 | 76857210.7857 | No Port |  | 759.0017 | 0.76627 |  | 80 |  | 83685.4387 | 104181.7493 | 10035.3838 | 4105.862 | 310425396.8254 | No Port |  | 1897.8881 | 0.46564 |  | No Port | 94.2043 |  | 44702.0853 | 56734.0524 | 4127.1725 | 1554.4705 | 108044444.4444 | No Port |  | 1119.979 | 0.16207 |  | No Port | 251.0508 |  | 29843.0046 | 3345.465 | 219354838.7097 | No Port |  | 703.8834 | 0.21935 |  | No Port | 206.6193 |  | 48796.4932 | 1188.249 | 63920000 | No Port |  | 980.0214 | 3.196 |  | No Port | 18.7836 |  | 63236.1087 | 79559.4454 | 5107.3596 | 2428.513 | 103547089.9471 | No Port |  | 1550.2168 | 1.0355 |  | No Port | 252.4534 |  | 138604.0442 | 172869.9055 | 4406.0216 | 1426.2168 | 128282539.6825 | No Port |  | 3352.0815 | 0.19242 |  | No Port | 254.5194 |  | 47942.3143 | 56839.2762 | 5252.9953 | 3765.3629 | 40707231.5072 | No Port |  | 1091.7519 | 0.81262 |  | No Port | 236.5137 |  | 37515.6814 | 44562.5464 | 13659984.0902 | No Port |  | 791.6023 | 1.3619 |  | 8.16 |  | 2.0368 | 3.2671 |  | 2.0368 | 1998.858 | 466.6926 | 335.6096 | 525.0992 | 768.3407 | 1347.5716 | 1396.2943
Syria | 3286 | 1 | 0 | Latakia | 3363 |  | 382.7586 | 183630 | 241.7669 | 290.1203 | 11.3% | 12.13% | 0.85 | 40 | 1831.5345 | 2281.25 | 1733.75 | 2.5494 | 2.0468 | 2.6932 | 1340.0993 | [6 empty] | 0 | [6 empty] | 0 | 18.3 | 34 | 7.7688 | 50 | 1700 | -359.9007 | 2.5494 | 1831.5345 | 2757.9484 | 7.562% | 3125.1977 | 5.8831 | 3346.2185 | 3122.4663 | 8.1664 | 7285.1299 | 3658.7381 | 49.9671 | 1.96% | 652.214 | 0.70218 | 719.5716 | 111.1904 | 33.1856 | 54654.758 | 3376.156 | 78508085.1442 | 3146.4869 | 61177.4009 | 775.2914 | 0.76627 | 799.0469 | 80 | 4907.5643 | 107365.9212 | 134148.5125 | 11619.7121 | 5028.1884 | 310425396.8254 | 11389.3906 | 150566.0915 | 1897.8881 | 0.46564 | 485.0315 | 184.1294 | 94.2043 | 9689.6251 | 68174.9296 | 83897.1375 | 4870.3828 | 1977.1867 | 108044444.4444 | 4215.1559 | 90089.4802 | 1119.979 | 0.16207 | 833.8187 | 65.7595 | 251.0508 | 6855.8806 | 45682.6363 | 4088.6551 | 219354838.7097 | 7302.3422 | 57073.6336 | 703.8834 | 0.21935 | 260.1886 | 4789.4793 | 206.6193 | 5019.4081 | 50006.9393 | 1387.6165 | 63920000 | 2409.6549 | 53804.2107 | 980.0214 | 3.196 | 841.743 | 451.165 | 18.7836 | 4075.3639 | 95565.0999 | 116894.8536 | 5874.0831 | 2974.4157 | 103547089.9471 | 4239.7309 | 124109.0001 | 1550.2168 | 1.0355 | 1198.5755 | 67.8132 | 252.4534 | 8945.6232 | 207259.4675 | 252034.7725 | 5037.3954 | 1784.02 | 128282539.6825 | 4640.9325 | 258459.725 | 3352.0815 | 0.19242 | 2014.7693 | 78.0771 | 254.5194 | 17127.178 | 73308.3592 | 85060.3609 | 6224.6937 | 4650.5131 | 41150029.0214 | 2031.5296 | 91742.4036 | 1103.6139 | 0.81262 | 2260.5489 | 23.1876 | 236.5137 | 7169.2293 | 56603.4012 | 54086.7053 | 13898589.9792 | 3067.1023 | 113757.2089 | 805.4105 | 1.3619 | 8364.5007 | 8.16 | 8396.4694 | 2.5494 |  |  | 2.5494 | 3122.4663 | 696.1673 | 432.1441 | 776.5058 | 1128.9053 | 1964.6849 | 2067.079
Tajikistan | 5157 | 1 | 0 |  |  |  | 382.7586 | 138786 | 210.1831 |  | 17.9% | 16.8% | 0.85 | 40 | 1898.4596 | 2281.25 | 1733.75 | 3.171 | 2.6389 | 3.4722 | 1045.8267 | [6 empty] | 0 | [6 empty] | 0 | 8.9 | 14.5 | 3.5123 | 50 | 725 | 320.8267 | 3.171 | 1898.4596 | 3558.8661 | 10.9% | 6063.5922 | 9.6225 | 5267.1032 | 3819.8461 | 8.1664 | 14236.3096 | 4867.234 | No Port |  |  |  |  | 137.9436 | 41.1839 | 65582.722 | 3876.6235 | 76857210.7857 | No Port |  | 759.0017 | 0.76627 |  | 80 |  | 131554.9708 | 165231.1486 | 13319.103 | 5855.2608 | 310425396.8254 | No Port |  | 1897.8881 | 0.46564 |  | No Port | 94.2043 |  | 83196.6909 | 102965.6469 | 5552.862 | 2356.053 | 108044444.4444 | No Port |  | 1119.979 | 0.16207 |  | No Port | 251.0508 |  | 55710.8689 | 4755.4954 | 219354838.7097 | No Port |  | 703.8834 | 0.21935 |  | No Port | 206.6193 |  | 59956.6734 | 1623.4851 | 63920000 | No Port |  | 980.0214 | 3.196 |  | No Port | 18.7836 |  | 116667.0726 | 143486.9038 | 6661.3658 | 3470.7234 | 103547089.9471 | No Port |  | 1550.2168 | 1.0355 |  | No Port | 252.4534 |  | 253127.1927 | 309427.2393 | 5718.7593 | 2104.9003 | 128282539.6825 | No Port |  | 3352.0815 | 0.19242 |  | No Port | 254.5194 |  | 88545.7613 | 103163.7908 | 7074.3117 | 5386.0867 | 40707231.5072 | No Port |  | 1091.7519 | 0.81262 |  | No Port | 236.5137 |  | 68417.8451 | 61573.2717 | 13659984.0902 | No Port |  | 791.6023 | 1.3619 |  | 8.16 |  | 3.171 |  |  | 3.171 | 3819.8461 | 853.306 | 532.2733 | 952.9934 | 1385.7164 | 2412.076 | 2534.2866
Tanzania | 7085 | 0.9 | 0.1 | Dar Es Salaam | 6403 | Suez | 382.7586 | 885800 | 530.998 | 637.1976 | 14.5% | 14.4% | 0.85 | 40 | 2055.5397 | 2281.25 | 1551.25 | 2.5902 | 2.3339 | 3.4322 | 7336.5131 | [6 empty] | 0 | #N/A | #N/A | #N/A | #N/A | #N/A | #N/A | #N/A | 54.2 | 137 | 5.4545 | 50 | 6850 | 486.5131 | 2.5902 | 2055.5397 | 3024.9102 | 14.37% | 8617.2348 | 11.6421 | 6304.6163 | 3143.7671 | 8.1664 | 17498.8588 | 4431.0483 | 68.0106 | 2.626% | 1074.5771 | 1.1426 | 1652.4029 | 122.7283 | 36.7816 | 57149.8607 | 3691.7286 | 80030895.3256 | 6487.7623 | 67329.3516 | 790.3174 | 0.76627 | 879.3985 | 80 | 5359.9136 | 110789.8466 | 140545.447 | 12361.4804 | 5427.9141 | 310425396.8254 | 22843.4 | 168816.7611 | 1897.8881 | 0.46564 | 543.8239 | 310.1149 | 94.2043 | 10847.3963 | 68724.929 | 86192.3851 | 5172.5937 | 2160.3488 | 108044444.4444 | 8698.5154 | 97051.2492 | 1119.979 | 0.16207 | 898.253 | 111.1211 | 251.0508 | 7251.5373 | 46222.9066 | 4410.8251 | 219354838.7097 | 14943.6335 | 65577.3651 | 703.8834 | 0.21935 | 298.9556 | 8093.3179 | 206.6193 | 5887.6118 | 52285.359 | 1485.3157 | 63920000 | 4919.854 | 58690.5286 | 980.0214 | 3.196 | 918.1872 | 746.9215 | 18.7836 | 4463.5846 | 96578.1584 | 120275.6274 | 6226.1067 | 3212.3458 | 103547089.9471 | 8591.0471 | 132079.0203 | 1550.2168 | 1.0355 | 1275.5455 | 115.6066 | 252.4534 | 9369.4608 | 209899.1808 | 259644.7813 | 5333.8174 | 1939.0936 | 128282539.6825 | 9546.4077 | 271130.2826 | 3352.0815 | 0.19242 | 2113.54 | 131.9355 | 254.5194 | 17707.7272 | 75226.817 | 88411.5236 | 6676.967 | 5058.0687 | 41554441.4032 | 4221.5318 | 97691.1241 | 1114.4476 | 0.81262 | 2407.1264 | 38.7504 | 236.5137 | 7505.7216 | 59186.7294 | 58600.2737 | 14117863.543 | 6298.7518 | 124085.7549 | 818.0998 | 1.3619 | 9123.9526 | 8.16 | 9155.9213 | 2.5902 |  | #N/A | #N/A | 3143.7671 | 714.0975 | 452.7511 | 797.7493 | 1161.5549 | 2024.0072 | 2127.6071
Thailand | 9002 | 1 | 0 | Laem Chabang | 9072 | Suez | 382.7586 | 510890 | 403.2634 | 483.916 | 9% | 10.51% | 0.9 | 40 | 2041.794 | 2098.75 | 1733.75 | 1.9421 | 1.8894 | 2.2872 | 4205.2663 | [6 empty] | 0 | [6 empty] | 0 | 69 | 65.4 | 23.1088 | 50 | 3270 | 935.2663 | 1.9421 | 2041.794 | 2350.9224 | 17.39% | 7027.5895 | 9.3785 | 5141.788 | 2480.6039 | 8.1664 | 18072.1986 | 3810.0425 | 45.2947 | 2.332% | 727.695 | 0.77299 | 1033.8707 | 99.7185 | 29.9757 | 46199.9721 | 3251.0281 | 81392193.9845 | 7041.1034 | 56492.1036 | 803.7497 | 0.76627 | 737.8516 | 80 | 4563.0571 | 87885.231 | 111711.8307 | 10904.3037 | 4738.0486 | 310425396.8254 | 26231.8742 | 142681.7534 | 1897.8881 | 0.46564 | 459.633 | 420.7252 | 94.2043 | 9313.3737 | 54433.3617 | 68420.3113 | 4589.5421 | 1844.362 | 108044444.4444 | 9375.7372 | 79640.4105 | 1119.979 | 0.16207 | 737.1079 | 150.9469 | 251.0508 | 6210.5394 | 36744.1192 | 3854.5526 | 219354838.7097 | 16714.3068 | 57312.9785 | 703.8834 | 0.21935 | 261.2798 | 10993.9578 | 206.6193 | 5493.2186 | 42723.2911 | 1280.4424 | 63920000 | 4815.9508 | 48819.6843 | 980.0214 | 3.196 | 763.7623 | 1006.5841 | 18.7836 | 3742.3641 | 76545.5994 | 95521.1906 | 5555.219 | 2797.4065 | 103547089.9471 | 9427.635 | 107746.232 | 1550.2168 | 1.0355 | 1040.553 | 157.5673 | 252.4534 | 7911.7477 | 166414.1504 | 206247.6101 | 4749.0756 | 1671.4414 | 128282539.6825 | 10368.5128 | 218287.5643 | 3352.0815 | 0.19242 | 1701.6155 | 179.2212 | 254.5194 | 14531.2285 | 60342.5169 | 70991.0211 | 5946.1063 | 4427.5241 | 41912774.7047 | 4106.4133 | 79524.9585 | 1124.0469 | 0.81262 | 1959.5089 | 52.4139 | 236.5137 | 6350.0881 | 47547.0677 | 52087.8748 | 14313227.1475 | 6801.6868 | 106436.6293 | 829.4055 | 1.3619 | 7826.2227 | 8.16 | 7858.1915 | 1.9421 |  |  | 1.9421 | 2480.6039 | 567.6217 | 359.8669 | 633.2608 | 922.4903 | 1607.7606 | 1693.78
Togo | 4855 | 0.9 | 0.1 | Lome | 4059 |  | 382.7586 | 54390 | 131.5784 | 157.8941 | 15.6% | 15.17% | 0.9 | 40 | 1962.1519 | 2098.75 | 1733.75 | 2.671 | 2.4972 | 3.0229 | 445.2465 | [6 empty] | 0 | [6 empty] | 0 | 7.8 | 15.3 | 5.3731 | 50 | 765 | -319.7535 | 2.671 | 1962.1519 | 2982.5575 | 10.44% | 6320.1208 | 9.3027 | 5102.8322 | 3342.8882 | 8.1664 | 12465.1784 | 4260.046 | 45.5449 | 1.705% | 648.6856 | 0.69423 | 491.6355 | 127.0622 | 38.0901 | 59524.3211 | 3748.4245 | 78854150.8319 | 3417.2963 | 66690.0419 | 778.7061 | 0.76627 | 871.0483 | 80 | 5312.9055 | 116126.6626 | 146999.0054 | 12637.5501 | 5565.648 | 310425396.8254 | 13479.7315 | 166044.3848 | 1897.8881 | 0.46564 | 534.893 | 212.9735 | 94.2043 | 10564.4607 | 72946.0084 | 91069.0267 | 5283.84 | 2223.4469 | 108044444.4444 | 4751.2297 | 98043.7034 | 1119.979 | 0.16207 | 907.4386 | 76.1449 | 251.0508 | 7277.2773 | 49020.4563 | 4521.8652 | 219354838.7097 | 8529.9824 | 62072.3039 | 703.8834 | 0.21935 | 282.9767 | 5545.8844 | 206.6193 | 5442.5754 | 53721.7831 | 1523.175 | 63920000 | 2568.5256 | 57813.4838 | 980.0214 | 3.196 | 904.4663 | 518.8776 | 18.7836 | 4381.0383 | 102417.891 | 127004.7377 | 6354.733 | 3294.8281 | 103547089.9471 | 4743.7698 | 135043.3356 | 1550.2168 | 1.0355 | 1304.1732 | 78.7553 | 252.4534 | 9522.713 | 222398.0316 | 274010.6091 | 5444.4204 | 1992.5297 | 128282539.6825 | 5275.5573 | 281278.696 | 3352.0815 | 0.19242 | 2192.6499 | 90.4078 | 254.5194 | 18317.8063 | 79080.866 | 92657.7511 | 6798.8325 | 5161.8486 | 41242269.3864 | 2084.917 | 99904.5167 | 1106.0849 | 0.81262 | 2461.6648 | 26.7506 | 236.5137 | 7640.0819 | 61790.8457 | 59534.8276 | 13948489.5523 | 3301.4846 | 124627.1579 | 808.2981 | 1.3619 | 9163.7616 | 8.16 | 9195.7303 | 2.671 |  |  | 2.671 | 3342.8882 | 754.866 | 473.5405 | 842.8849 | 1226.5409 | 2135.993 | 2246.6696
Trinidad & Tobago | 7477 | 0 | 1 | Port of Spain | 4051 |  | 382.7586 | 5130 | 40.4095 | 48.4914 | 11% | 11.92% | 0.9 | 40 | 1762.6887 | 1916.25 | 1733.75 | 2.4689 | 2.2711 | 2.5101 | 31.7608 | [6 empty] | 0 | 3798.7932 | 3854.4 | 3153.6 | 6.9733 | 6.8727 | 8.4 | 519.447 | 1.4 | 1.3 | 169.0653 | 50 | 65 | 486.2078 | 2.4689 | 1762.6887 | 2900.2745 | 14.87% | 19516.873 | 22.4171 | 11711.6692 | 3130.2874 | 8.1664 | 16280.9225 | 4328.0145 | 36.8808 | 1.494% | 446.6152 | 0.4835 | 186.4618 | 109.687 | 32.7655 | 54853.5381 | 3359.7169 | 78850164.412 | 3031.6831 | 61244.9381 | 778.6668 | 0.76627 | 799.929 | 80 | 4912.5303 | 106493.6795 | 132888.9006 | 11525.9961 | 4990.3378 | 310425396.8254 | 12700.4503 | 150579.6887 | 1897.8881 | 0.46564 | 485.0753 | 212.6419 | 94.2043 | 9717.0968 | 68290.824 | 83785.6336 | 4833.6111 | 1959.8592 | 108044444.4444 | 4287.5818 | 90033.0746 | 1119.979 | 0.16207 | 833.2967 | 76.0255 | 251.0508 | 6867.7787 | 45761.6535 | 4058.1144 | 219354838.7097 | 7915.6096 | 57735.3775 | 703.8834 | 0.21935 | 263.2054 | 5537.1901 | 206.6193 | 5123.0445 | 49044.4499 | 1373.5558 | 63920000 | 2169.9987 | 52588.0044 | 980.0214 | 3.196 | 822.716 | 518.0993 | 18.7836 | 3989.0701 | 95672.7726 | 116694.0233 | 5832.3469 | 2951.3143 | 103547089.9471 | 4306.4385 | 123951.7761 | 1550.2168 | 1.0355 | 1197.0571 | 78.6296 | 252.4534 | 8956.1718 | 207364.3202 | 251492.0174 | 4999.6225 | 1769.3334 | 128282539.6825 | 4789.4285 | 258050.7792 | 3352.0815 | 0.19242 | 2011.5815 | 90.2661 | 254.5194 | 17143.9254 | 73532.8924 | 85140.5529 | 6188.2671 | 4621.3901 | 41241207.9786 | 1722.0383 | 91483.9813 | 1106.0565 | 0.81262 | 2254.1813 | 26.7097 | 236.5137 | 7160.5629 | 56715.9306 | 53824.9766 | 13947914.9774 | 2925.8501 | 113466.7573 | 808.2649 | 1.3619 | 8343.1439 | 8.16 | 8375.1126 | 2.4689 |  | 6.9733 | 2.4689 | 3130.2874 | 695.668 | 428.0864 | 775.4738 | 1126.9657 | 1960.454 | 2064.4534
Tunisia | 2057 | 0.9 | 0.1 | Tunis | 2155 |  | 382.7586 | 155360 | 222.3795 | 266.8554 | 8.2% | 9.942% | 0.8 | 40 | 2014.484 | 2463.75 | 1733.75 | 2.1281 | 1.7401 | 2.4727 | 1120.8538 | [6 empty] | 0 | 3405.0552 | 3854.4 | 3153.6 | 6.9656 | 6.1536 | 7.5211 | 906.5619 | 11.5 | 13.9 | 11.1183 | 50 | 695 | 1332.4157 | 2.1281 | 2014.484 | 2247.6364 | 5.317% | 2122.8203 | 4.3705 | 2569.15 | 2545.7849 | 8.1664 | 4048.3448 | 2844.0578 | 40.7573 | 1.915% | 544.2544 | 0.58501 | 586.7012 | 97.9133 | 29.2889 | 44964.6242 | 3098.6865 | 77911044.1208 | 2182.8823 | 50246.1929 | 769.4002 | 0.76627 | 656.2728 | 80 | 4103.799 | 90196.1859 | 113557.6213 | 10780.7374 | 4639.0803 | 310425396.8254 | 7380.6386 | 125577.3402 | 1897.8881 | 0.46564 | 404.5331 | 134.0668 | 94.2043 | 8067.013 | 55861.5009 | 69575.3847 | 4535.5898 | 1798.9711 | 108044444.4444 | 2805.8504 | 74180.2063 | 1119.979 | 0.16207 | 686.5712 | 47.7342 | 251.0508 | 5820.9135 | 37577.8095 | 3774.8734 | 219354838.7097 | 4740.0449 | 46092.7278 | 703.8834 | 0.21935 | 210.1286 | 3476.6381 | 206.6193 | 4115.4561 | 44070.4429 | 1268.5626 | 63920000 | 1634.278 | 46973.2834 | 980.0214 | 3.196 | 734.8761 | 333.6406 | 18.7836 | 3554.4029 | 78479.1793 | 97084.3119 | 5489.5674 | 2739.9598 | 103547089.9471 | 2877.7774 | 102702.0491 | 1550.2168 | 1.0355 | 991.8391 | 48.8216 | 252.4534 | 7559.4922 | 170531.8537 | 209587.6488 | 4700.5222 | 1633.053 | 128282539.6825 | 3067.6532 | 214288.355 | 3352.0815 | 0.19242 | 1670.4405 | 56.6754 | 254.5194 | 14284.5921 | 60252.2815 | 70463.3915 | 5789.8591 | 4274.4928 | 40990423.1683 | 1431.0873 | 76168.9715 | 1099.3382 | 0.81262 | 1876.8168 | 17.0034 | 236.5137 | 6132.6456 | 46620.7537 | 50078.3516 | 13812406.0934 | 2160.6996 | 98859.8049 | 800.423 | 1.3619 | 7269.1033 | 8.16 | 7301.072 | 2.1281 |  | 6.9656 | 2.1281 | 2545.7849 | 577.1277 | 365.8129 | 643.9515 | 937.5861 | 1633.7972 | 1719.0208
Turkey | 2724 | 1 | 0 | Ambarli | 3146 |  | 382.7586 | 769630 | 494.9554 | 593.9465 | 8% | 9.8% | 0.9 | 40 | 1905.8697 | 2098.75 | 1368.75 | 1.9792 | 1.7973 | 2.7559 | 5962.3959 | [6 empty] | 0 | 4056.1929 | 4204.8 | 3504 | 5.7986 | 5.5937 | 6.7124 | 18.1717 | 80.8 | 95.6 | 17.7706 | 50 | 4780 | 1200.5677 | 1.9792 | 1905.8697 | 2117.592 | 6.536% | 2264.0712 | 4.3817 | 2574.9068 | 2538.7161 | 8.1664 | 5288.6243 | 2928.186 | 50.3311 | 2.543% | 768.2297 | 0.81856 | 1205.1196 | 96.387 | 28.9058 | 44995.061 | 3092.6456 | 78400499.1213 | 3340.7269 | 51428.4335 | 774.2298 | 0.76627 | 671.7143 | 80 | 4190.7284 | 88480.0361 | 111448.1967 | 10688.2157 | 4613.3789 | 310425396.8254 | 10327.5922 | 126389.1678 | 1897.8881 | 0.46564 | 407.1483 | 175.1364 | 94.2043 | 8153.73 | 55636.3106 | 69119.33 | 4500.5871 | 1787.2254 | 108044444.4444 | 4186.7353 | 75093.2906 | 1119.979 | 0.16207 | 695.0222 | 62.5215 | 251.0508 | 5904.4046 | 37458.6465 | 3754.0937 | 219354838.7097 | 6795.2813 | 48008.0215 | 703.8834 | 0.21935 | 218.8601 | 4553.646 | 206.6193 | 4335.4783 | 42498.0855 | 1253.0974 | 63920000 | 2610.5201 | 46361.703 | 980.0214 | 3.196 | 725.3082 | 430.0534 | 18.7836 | 3515.6235 | 78110.1415 | 96402.0686 | 5450.889 | 2723.5704 | 103547089.9471 | 4269.2704 | 103394.9093 | 1550.2168 | 1.0355 | 998.5303 | 64.4016 | 252.4534 | 7632.9743 | 169585.5804 | 207983.8962 | 4662.9333 | 1623.0774 | 128282539.6825 | 4542.4579 | 214149.4315 | 3352.0815 | 0.19242 | 1669.3576 | 74.2326 | 254.5194 | 14321.9818 | 60194.2515 | 70265.4843 | 5764.9569 | 4258.3264 | 41121312.3809 | 2329.4816 | 76853.2922 | 1102.8446 | 0.81262 | 1893.6786 | 22.0767 | 236.5137 | 6192.979 | 46544.9573 | 49969.6092 | 13883068.7446 | 3289.6387 | 99804.2052 | 804.5122 | 1.3619 | 7338.5445 | 8.16 | 7370.5132 | 1.9792 |  | 5.7986 | 1.9792 | 2538.7161 | 573.9129 | 359.0177 | 639.7305 | 930.9974 | 1621.2954 | 1708.7364
Turkmenistan | 4356 | 1 | 0 |  |  |  | 382.7586 | 469930 | 386.7601 |  | 20.5% | 18.64% | 0.9 | 40 | 1806.5368 | 1916.25 | 1551.25 | 3.4254 | 3.2292 | 3.9891 | 4006.0516 | [6 empty] | 0 | [6 empty] | 0 | 5.8 | 7.9 | 58.2779 | 50 | 395 | 3611.0516 | 3.4254 | 1806.5368 | 3784.3153 | 9.486% | 5676.4008 | 9.4607 | 5184.0163 | 4244.9801 | 8.1664 | 12991.3633 | 5200.8279 | No Port |  |  |  |  | 148.5351 | 44.345 | 72400.9395 | 4091.7963 | 76857210.7857 | No Port |  | 759.0017 | 0.76627 |  | 80 |  | 143936.6274 | 180341.957 | 13991.5631 | 6181.124 | 310425396.8254 | No Port |  | 1897.8881 | 0.46564 |  | No Port | 94.2043 |  | 92255.3926 | 113626.445 | 5822.7657 | 2505.3227 | 108044444.4444 | No Port |  | 1119.979 | 0.16207 |  | No Port | 251.0508 |  | 61707.4215 | 5018.2319 | 219354838.7097 | No Port |  | 703.8834 | 0.21935 |  | No Port | 206.6193 |  | 63969.2915 | 1717.0119 | 63920000 | No Port |  | 980.0214 | 3.196 |  | No Port | 18.7836 |  | 129244.3521 | 158237.6898 | 6972.5924 | 3666.3374 | 103547089.9471 | No Port |  | 1550.2168 | 1.0355 |  | No Port | 252.4534 |  | 280157.1395 | 341019.7991 | 5988.4155 | 2231.3262 | 128282539.6825 | No Port |  | 3352.0815 | 0.19242 |  | No Port | 254.5194 |  | 97945.6952 | 113748.3847 | 7422.2592 | 5688.721 | 40707231.5072 | No Port |  | 1091.7519 | 0.81262 |  | No Port | 236.5137 |  | 75520.0842 | 64735.1255 | 13659984.0902 | No Port |  | 791.6023 | 1.3619 |  | 8.16 |  | 3.4254 |  |  | 3.4254 | 4244.9801 | 942.0188 | 580.951 | 1051.6639 | 1528.1713 | 2658.3493 | 2794.3041
Uganda | 6177 | 0.9 | 0.1 |  |  |  | 382.7586 | 200520 | 252.641 |  | 17% | 16.16% | 0.85 | 40 | 2047.0079 | 2281.25 | 1551.25 | 2.8509 | 2.5581 | 3.762 | 1894.9197 | [6 empty] | 0 | [6 empty] | 0 | 42.9 | 105.7 |  | 50 | 5285 | -3390.0803 | 2.8509 | 2047.0079 | 3268.9792 | 12.79% | 8331.1637 | 11.6001 | 6283.0398 | 3440.5286 | 8.1664 | 16559.9345 | 4658.7713 | No Port |  |  |  |  | 133.0011 | 39.8386 | 59919.4697 | 3800.3395 | 76857210.7857 | No Port |  | 759.0017 | 0.76627 |  | 80 |  | 120792.2363 | 153194.873 | 13013.1613 | 5741.3232 | 310425396.8254 | No Port |  | 1897.8881 | 0.46564 |  | No Port | 94.2043 |  | 75107.1276 | 94128.4757 | 5433.8916 | 2303.9102 | 108044444.4444 | No Port |  | 1119.979 | 0.16207 |  | No Port | 251.0508 |  | 50466.1453 | 4663.5273 | 219354838.7097 | No Port |  | 703.8834 | 0.21935 |  | No Port | 206.6193 |  | 56301.1552 | 1576.2761 | 63920000 | No Port |  | 980.0214 | 3.196 |  | No Port | 18.7836 |  | 105518.4189 | 131323.9973 | 6527.2 | 3400.6035 | 103547089.9471 | No Port |  | 1550.2168 | 1.0355 |  | No Port | 252.4534 |  | 229285.5393 | 283456.4717 | 5595.2019 | 2060.6882 | 128282539.6825 | No Port |  | 3352.0815 | 0.19242 |  | No Port | 254.5194 |  | 80443.1357 | 94508.3512 | 6942.5324 | 5279.4094 | 40707231.5072 | No Port |  | 1091.7519 | 0.81262 |  | No Port | 236.5137 |  | 62580.5845 | 60475.6069 | 13659984.0902 | No Port |  | 791.6023 | 1.3619 |  | 8.16 |  | 2.8509 |  |  | 2.8509 | 3440.5286 | 779.6207 | 493.4998 | 871.2014 | 1268.2539 | 2209.6263 | 2321.66
Ukraine | 1875 | 1 | 0 | Odessa | 3502 |  | 382.7586 | 579290 | 429.4109 | 515.2931 | 8% | 9.8% | 0.9 | 40 | 1355.2314 | 1733.75 | 1186.25 | 2.7833 | 2.1757 | 3.1798 | 3246.4017 | [6 empty] | 0 | 3404.1147 | 3504 | 3153.6 | 6.9094 | 6.7124 | 7.4583 | 1056.8414 | 44.2 | 36.4 | 29.6914 | 50 | 1820 | 2483.2431 | 2.7833 | 1355.2314 | 2928.7307 | 4.964% | 1667.8564 | 4.5966 | 2685.3132 | 3570.211 | 8.1664 | 3683.2186 | 3841.6364 | 66.589 | 2.392% | 712.995 | 0.77958 | 1076.5379 | 100.8099 | 29.7757 | 59970.2257 | 3103.2683 | 78577077.2533 | 3724.4668 | 66797.9609 | 775.9721 | 0.76627 | 872.4579 | 80 | 5320.8407 | 115093.1919 | 139201.006 | 10941.7934 | 4617.326 | 310425396.8254 | 12941.7735 | 156760.1054 | 1897.8881 | 0.46564 | 504.9848 | 189.8899 | 94.2043 | 10322.5292 | 77536.6195 | 91688.6506 | 4589.1092 | 1788.8629 | 108044444.4444 | 4969.6923 | 98447.2058 | 1119.979 | 0.16207 | 911.1732 | 67.8336 | 251.0508 | 7579.1914 | 51527.4425 | 3757.6316 | 219354838.7097 | 8428.6611 | 63713.7352 | 703.8834 | 0.21935 | 290.4597 | 4940.5429 | 206.6193 | 5518.7585 | 50353.2904 | 1304.5091 | 63920000 | 2989.517 | 54647.3165 | 980.0214 | 3.196 | 854.933 | 464.688 | 18.7836 | 4139.5912 | 108078.8607 | 127278.412 | 5542.5005 | 2731.9138 | 103547089.9471 | 4945.3226 | 134955.6485 | 1550.2168 | 1.0355 | 1303.3263 | 69.9985 | 252.4534 | 9893.414 | 233262.1944 | 273565.79 | 4767.6499 | 1624.6348 | 128282539.6825 | 5450.0893 | 280640.5141 | 3352.0815 | 0.19242 | 2187.6751 | 80.5397 | 254.5194 | 19078.9869 | 81961.9529 | 92545.0082 | 5807.3268 | 4268.0603 | 41168434.0876 | 2533.6047 | 99346.6732 | 1104.1069 | 0.81262 | 2447.9194 | 23.8991 | 236.5137 | 7811.8038 | 61713.2505 | 50030.9183 | 13908541.2688 | 3622.4806 | 115366.6494 | 805.9863 | 1.3619 | 8482.8419 | 8.16 | 8514.8106 | 2.7833 |  | 6.9094 | 2.7833 | 3570.211 | 763.2025 | 448.4202 | 848.6198 | 1229.1839 | 2132.5255 | 2247.9604
United Arab Emirates | 5186 | 1 | 0 | Dubai (Jebel Ali) | 6165 | Suez | 382.7586 | 83600 | 163.1279 | 195.7535 | 9.1% | 10.58% | 0.85 | 40 | 2240.6117 | 2281.25 | 2098.75 | 1.883 | 1.8495 | 2.0103 | 579.8188 | 3055.1893 | 3971 | 2847.5 | 4.227 | 3.2522 | 4.5353 | 12.4199 | [6 empty] | 0 | 9.4 | 13.2 | 89.4463 | 50 | 660 | -67.7613 | 3.2353 | 5295.8011 | 3633.1223 | 10.95% | 4226.5408 | 7.8597 | 4361.5553 | 2236.1171 | 8.1664 | 10518.1133 | 3010.1083 | 57.5288 | 1.778% | 517.1703 | 0.5747 | 457.5158 | 107.1846 | 31.4856 | 42675.9557 | 3232.8322 | 79910616.9492 | 4650.417 | 50559.2049 | 789.1306 | 0.76627 | 660.3611 | 80 | 4126.8146 | 95817.9916 | 121568.4069 | 11334.8688 | 4756.8811 | 310425396.8254 | 18103.4345 | 144428.7224 | 1897.8881 | 0.46564 | 465.2607 | 300.2516 | 94.2043 | 9321.7864 | 49966.6187 | 65082.9074 | 4595.0948 | 1852.7166 | 108044444.4444 | 6321.329 | 73256.9529 | 1119.979 | 0.16207 | 678.0261 | 107.5698 | 251.0508 | 5654.7324 | 33491.9386 | 3870.3042 | 219354838.7097 | 11451.4773 | 48813.7201 | 703.8834 | 0.21935 | 222.5331 | 7834.6621 | 206.6193 | 4635.972 | 55414.2627 | 1366.0908 | 63920000 | 3046.7317 | 59827.0852 | 980.0214 | 3.196 | 935.9682 | 723.7669 | 18.7836 | 4547.1238 | 70907.5291 | 91415.2539 | 5713.3982 | 2818.246 | 103547089.9471 | 6383.8625 | 100617.3624 | 1550.2168 | 1.0355 | 971.7063 | 111.8648 | 252.4534 | 7281.6473 | 155826.0986 | 198875.8052 | 4926.5712 | 1678.7895 | 128282539.6825 | 7004.1685 | 207558.7631 | 3352.0815 | 0.19242 | 1617.9814 | 127.719 | 254.5194 | 13514.5813 | 55203.1445 | 66604.4306 | 5996.6364 | 4424.2254 | 41522637.2755 | 2591.7937 | 73620.4497 | 1113.5956 | 0.81262 | 1814.0208 | 37.532 | 236.5137 | 5863.4452 | 44600.377 | 51794.4168 | 14100572.6173 | 4536.5943 | 100931.3881 | 817.0992 | 1.3619 | 7421.4256 | 8.16 | 7453.3943 | 1.883 | 4.227 |  | 1.883 | 2236.1171 | 534.0461 | 391.6188 | 602.3716 | 882.8375 | 1550.2952 | 1604.0511
United Kingdom | 677 | 0.3 | 0.7 | Grimsby | 198 |  | 382.7586 | 241930 | 277.5044 | 333.0053 | 4.1% | 7.043% | 0.9 | 40 | 1092.4765 | 1368.75 | 821.25 | 2.7628 | 2.2052 | 3.6753 | 1055.7473 | 3468.9401 | 3971 | 2847.5 | 2.9289 | 2.5586 | 3.5681 | 2548.5524 | 4190.5318 | 4204.8 | 3854.4 | 4.6914 | 4.6755 | 5.1006 | 10363.1851 | 66.2 | 75.4 | 34.6225 | 50 | 3770 | 10197.4848 | 2.8891 | 4561.4166 | 2969.4526 | 2.705% | 1195.6315 | 4.1651 | 2463.6501 | 2011.3709 | 8.1664 | 1168.0571 | 2097.8579 | 59.0093 | 2.042% | 463.6907 | 0.5227 | 616.671 | 87.603 | 25.5612 | 36161.8466 | 2744.7651 | 76953438.6891 | 1150.2294 | 40056.8412 | 759.9512 | 0.76627 | 523.1882 | 80 | 3354.5819 | 84257.1661 | 104961.9278 | 10086.7814 | 4130.9233 | 310425396.8254 | 2705.4749 | 111798.326 | 1897.8881 | 0.46564 | 360.1456 | 52.9636 | 94.2043 | 7229.5687 | 44977.3918 | 57131.7261 | 4224.2546 | 1565.9507 | 108044444.4444 | 1294.6988 | 59992.3756 | 1119.979 | 0.16207 | 555.2565 | 18.5326 | 251.0508 | 4884.4578 | 30029.645 | 3365.6709 | 219354838.7097 | 1863.4155 | 35258.7314 | 703.8834 | 0.21935 | 160.7383 | 1349.792 | 206.6193 | 3162.453 | 49094.9302 | 1195.3764 | 63920000 | 935.4267 | 51225.7334 | 980.0214 | 3.196 | 801.4038 | 143.2474 | 18.7836 | 3859.3371 | 63631.4001 | 80120.7481 | 5131.1809 | 2443.5494 | 103547089.9471 | 1352.4794 | 83916.7768 | 1550.2168 | 1.0355 | 810.4214 | 18.0546 | 252.4534 | 6326.9752 | 139481.1315 | 174095.4828 | 4426.628 | 1435.9398 | 128282539.6825 | 1365.9794 | 176897.402 | 3352.0815 | 0.19242 | 1378.9671 | 22.004 | 254.5194 | 11853.6391 | 48281.8201 | 57274.9857 | 5281.0824 | 3790.0069 | 40733169.1446 | 900.252 | 61965.2446 | 1092.4467 | 0.81262 | 1526.8345 | 6.9848 | 236.5137 | 5175.2858 | 37823.4048 | 44828.3436 | 13673918.0704 | 1182.0015 | 83833.7499 | 792.4087 | 1.3619 | 6164.2463 | 8.16 | 6196.215 | 2.7628 | 2.9289 | 4.6914 | 2.7628 | 2011.3709 | 469.9185 | 338.1229 | 528.7799 | 773.7615 | 1357.1253 | 1406.1019
United States | 7506 | 0.1 | 0.9 | Houston | 5052 |  | 382.7586 | 9147420 | 1706.3746 | 2047.6495 | 6.1% | 8.457% | 0.8 | 40 | 1809.9485 | 2463.75 | 821.25 | 2.1163 | 1.5547 | 4.6642 | 58936.9955 | 3141.973 | 3971 | 2847.5 | 3.5843 | 2.836 | 3.955 | 35149.8163 | 3670.1839 | 4204.8 | 3153.6 | 5.896 | 5.1464 | 6.8618 | 7669.5832 | 324.5 | 389.6 | 80.4215 | 50 | 19480 | 82276.395 | 3.0478 | 4951.9215 | 3589.7805 | 15.1% | 13935.4985 | 17.5253 | 9273.562 | 2102.6391 | 8.1664 | 13298.7356 | 3081.0878 | 161.0979 | 5.286% | 1608.3779 | 1.7695 | 3671.3439 | 95.5467 | 27.9528 | 39354.281 | 2963.178 | 79350533.5421 | 6672.7035 | 48990.1625 | 783.6041 | 0.76627 | 639.8676 | 80 | 4011.4438 | 89099.2213 | 111850.8466 | 10592.3805 | 4381.4055 | 310425396.8254 | 16137.8867 | 132370.1388 | 1897.8881 | 0.46564 | 426.4153 | 254.126 | 94.2043 | 8625.2473 | 47011.4586 | 60367.365 | 4340.8074 | 1680.6981 | 108044444.4444 | 7739.8432 | 69787.9063 | 1119.979 | 0.16207 | 645.9185 | 90.9621 | 251.0508 | 5521.825 | 31434.207 | 3567.613 | 219354838.7097 | 11283.3389 | 46285.1589 | 703.8834 | 0.21935 | 211.0059 | 6625.0659 | 206.6193 | 4361.1075 | 51819.8071 | 1264.9525 | 63920000 | 5539.7649 | 58624.5245 | 980.0214 | 3.196 | 917.1546 | 615.485 | 18.7836 | 4448.9698 | 66600.3741 | 84719.8517 | 5366.367 | 2593.6374 | 103547089.9471 | 7908.4323 | 95221.9214 | 1550.2168 | 1.0355 | 919.6002 | 94.3668 | 252.4534 | 7050.2418 | 146161.2037 | 184197.5144 | 4629.2334 | 1533.1188 | 128282539.6825 | 8222.0702 | 193952.7033 | 3352.0815 | 0.19242 | 1511.9182 | 108.0004 | 254.5194 | 12870.1659 | 51463.3905 | 61500.9648 | 5584.6656 | 4060.2368 | 41374228.9892 | 5200.7242 | 70761.9258 | 1109.6199 | 0.81262 | 1743.5863 | 31.8341 | 236.5137 | 5749.5855 | 41043.3128 | 47885.1406 | 14019992.7729 | 6586.4387 | 95514.8921 | 812.436 | 1.3619 | 7023.1538 | 8.16 | 7055.1226 | 2.1163 | 3.5843 | 5.896 | 2.1163 | 2102.6391 | 495.9548 | 360.3147 | 558.7272 | 818.177 | 1435.8736 | 1486.4559
Uruguay | 11121 | 0.2 | 0.8 | Montevideo | 6244 |  | 382.7586 | 175020 | 236.0309 | 283.2371 | 11.9% | 12.56% | 0.9 | 40 | 1776.8186 | 1916.25 | 1733.75 | 2.5472 | 2.3618 | 2.6104 | 1296.6391 | 2847.5 | 2847.5 | 2847.5 | 5.077 | 5.077 | 5.077 | 75.8882 | 3597.7632 | 4204.8 | 3504 | 7.6106 | 6.5119 | 7.8143 | 1284.5454 | 3.5 | 3.7 | 15.7005 | 50 | 185 | 2472.0726 | 4.1049 | 4624.3186 | 5224.7319 | 21.43% | 26044.7124 | 31.2694 | 16123.654 | 2843.2082 | 8.1664 | 25053.9114 | 4686.008 | 79.9114 | 1.947% | 664.0776 | 0.74399 | 718.8403 | 121.8672 | 35.5344 | 52805.2256 | 3479.6956 | 79950521.2281 | 4756.1601 | 61041.0813 | 789.5243 | 0.76627 | 797.2664 | 80 | 4897.5408 | 117576.6899 | 147110.4181 | 12246.9005 | 5110.7345 | 310425396.8254 | 18134.8076 | 170355.9602 | 1897.8881 | 0.46564 | 548.7823 | 303.5255 | 94.2043 | 10991.2994 | 63124.1128 | 80461.323 | 4929.1335 | 2014.6816 | 108044444.4444 | 6423.4024 | 88899.407 | 1119.979 | 0.16207 | 822.8041 | 108.7486 | 251.0508 | 6654.3489 | 42009.6009 | 4155.872 | 219354838.7097 | 11463.7546 | 57629.2276 | 703.8834 | 0.21935 | 262.7215 | 7920.5185 | 206.6193 | 5290.484 | 65554.4811 | 1504.8964 | 63920000 | 3444.0623 | 70503.4397 | 980.0214 | 3.196 | 1102.995 | 731.4527 | 18.7836 | 5348.4155 | 89258.2655 | 112779.0346 | 6116.4289 | 3035.0878 | 103547089.9471 | 6480.47 | 122294.5925 | 1550.2168 | 1.0355 | 1181.0529 | 113.1068 | 252.4534 | 8667.7955 | 195591.7048 | 244966.3779 | 5294.5416 | 1816.0941 | 128282539.6825 | 7121.1301 | 253903.6021 | 3352.0815 | 0.19242 | 1979.253 | 129.1186 | 254.5194 | 16474.2826 | 68902.2161 | 81981.9265 | 6407.8665 | 4762.4809 | 41533191.408 | 2854.1835 | 89598.591 | 1113.8784 | 0.81262 | 2207.725 | 37.9364 | 236.5137 | 6920.2905 | 55163.4193 | 55330.866 | 14106309.6929 | 4582.067 | 115076.3523 | 817.4312 | 1.3619 | 8461.4965 | 8.16 | 8493.4652 | 2.5472 | 5.077 | 7.6106 | 2.5472 | 2843.2082 | 660.4738 | 473.8994 | 744.7058 | 1089.157 | 1909.5847 | 1973.8894
Uzbekistan | 4536 | 1 | 0 |  |  |  | 382.7586 | 425400 | 367.9797 |  | 20.2% | 18.43% | 0.9 | 40 | 1765.5402 | 1916.25 | 1551.25 | 3.4721 | 3.199 | 3.9517 | 3226.474 | [6 empty] | 0 | [6 empty] | 0 | 31.9 | 41 | 23.7252 | 50 | 2050 | 1176.474 | 3.4721 | 1765.5402 | 3849.501 | 9.805% | 5830.405 | 9.6799 | 5296.6141 | 4305.0772 | 8.1664 | 13411.5369 | 5291.8201 | No Port |  |  |  |  | 147.7312 | 44.0626 | 73148.6496 | 4067.559 | 76857210.7857 | No Port |  | 759.0017 | 0.76627 |  | 80 |  | 145237.8272 | 181436.032 | 13937.9524 | 6143.8977 | 310425396.8254 | No Port |  | 1897.8881 | 0.46564 |  | No Port | 94.2043 |  | 93523.2146 | 114772.6783 | 5799.9946 | 2488.2541 | 108044444.4444 | No Port |  | 1119.979 | 0.16207 |  | No Port | 251.0508 |  | 62503.7933 | 4988.2507 | 219354838.7097 | No Port |  | 703.8834 | 0.21935 |  | No Port | 206.6193 |  | 64249.1656 | 1711.0823 | 63920000 | No Port |  | 980.0214 | 3.196 |  | No Port | 18.7836 |  | 130955.507 | 159783.8897 | 6945.3454 | 3644.5556 | 103547089.9471 | No Port |  | 1550.2168 | 1.0355 |  | No Port | 252.4534 |  | 283749.2317 | 344265.6187 | 5967.2044 | 2216.8859 | 128282539.6825 | No Port |  | 3352.0815 | 0.19242 |  | No Port | 254.5194 |  | 99128.023 | 114840.8045 | 7385.8268 | 5654.4307 | 40707231.5072 | No Port |  | 1091.7519 | 0.81262 |  | No Port | 236.5137 |  | 76260.2516 | 64371.3375 | 13659984.0902 | No Port |  | 791.6023 | 1.3619 |  | 8.16 |  | 3.4721 |  |  | 3.4721 | 4305.0772 | 951.7474 | 584.4755 | 1062.2728 | 1543.1036 | 2683.6514 | 2821.1401
Venezuela | 8213 | 0 | 1 | Puerto Cabello | 4279 |  | 382.7586 | 882050 | 529.8728 | 635.8474 | 16.1% | 15.53% | 0.8 | 40 | 1895.9719 | 2463.75 | 1551.25 | 3.1671 | 2.4373 | 3.871 | 6208.4643 | 2847.5 | 2847.5 | 2847.5 | 5.8894 | 5.8894 | 5.8894 | 155.9039 | 3729.1701 | 4204.8 | 3153.6 | 8.4574 | 7.5007 | 10.001 | 2123.6132 | 32 | 41.6 | 26.4117 | 50 | 2080 | 6407.9814 | 4.8013 | 4743.4719 | 5722.5116 | 16.1% | 26705.9325 | 32.4284 | 16701.2995 | 3295.0669 | 8.1664 | 21425.7295 | 4871.0887 | 125.9466 | 2.623% | 1141.1527 | 1.2671 | 1750.3743 | 140.5466 | 40.9497 | 60336.4991 | 3811.0673 | 78963856.3948 | 4796.0138 | 68943.5803 | 779.7886 | 0.76627 | 900.4821 | 80 | 5478.6069 | 135988.5874 | 170335.5108 | 13423.1996 | 5638.53 | 310425396.8254 | 15240.4121 | 191214.453 | 1897.8881 | 0.46564 | 615.9755 | 222.0908 | 94.2043 | 12212.7969 | 72998.0021 | 93160.7065 | 5388.2992 | 2256.391 | 108044444.4444 | 6174.2446 | 101591.342 | 1119.979 | 0.16207 | 940.2736 | 79.4277 | 251.0508 | 7393.656 | 48516.1155 | 4581.5485 | 219354838.7097 | 10097.9425 | 63195.6065 | 703.8834 | 0.21935 | 288.0976 | 5784.978 | 206.6193 | 5542.7516 | 74824.9208 | 1674.2288 | 63920000 | 3903.6455 | 80402.7951 | 980.0214 | 3.196 | 1257.866 | 540.2811 | 18.7836 | 6076.8104 | 103209.8649 | 130563.8803 | 6651.7007 | 3354.0415 | 103547089.9471 | 6170.0567 | 140087.9785 | 1550.2168 | 1.0355 | 1352.8915 | 82.2141 | 252.4534 | 9707.9106 | 226165.0258 | 283586.429 | 5767.3134 | 2020.8733 | 128282539.6825 | 6718.7105 | 292326.0128 | 3352.0815 | 0.19242 | 2278.767 | 94.3055 | 254.5194 | 18724.9341 | 79093.4935 | 94209.0945 | 6970.9739 | 5240.8048 | 41271468.8089 | 3404.7166 | 102854.6159 | 1106.8671 | 0.81262 | 2534.3558 | 27.8769 | 236.5137 | 7750.7948 | 63307.7567 | 60227.3113 | 13964299.6397 | 4673.3958 | 128208.4639 | 809.2131 | 1.3619 | 9427.0929 | 8.16 | 9459.0617 | 3.1671 | 5.8894 | 8.4574 | 3.1671 | 3295.0669 | 764.1027 | 548.7164 | 862.2443 | 1260.9131 | 2210.6393 | 2282.6688
Vietnam | 9638 | 1 | 0 | Saigon | 8934 | Suez | 382.7586 | 310070 | 314.1629 | 376.9955 | 12.9% | 13.27% | 0.9 | 40 | 1749.0301 | 2098.75 | 1368.75 | 2.6981 | 2.2485 | 3.4478 | 2274.4644 | [6 empty] | 0 | 3702.3765 | 4204.8 | 3153.6 | 7.663 | 6.7473 | 8.9964 | 3488.3792 | 95.5 | 114.6 | 7.7572 | 50 | 5730 | 32.8435 | 2.6981 | 1749.0301 | 3307.274 | 18.42% | 8974.1372 | 12.2814 | 6633.0074 | 3400.6963 | 8.1664 | 22493.0293 | 5055.196 | 57.3903 | 2.127% | 776.3147 | 0.8337 | 964.9834 | 117.6653 | 35.1225 | 61286.4482 | 3593.8144 | 81321244.0556 | 7624.2392 | 72504.5018 | 803.0497 | 0.76627 | 946.9918 | 80 | 5740.4393 | 115216.0091 | 143667.0331 | 12031.076 | 5228.6813 | 310425396.8254 | 30094.127 | 178989.8414 | 1897.8881 | 0.46564 | 576.5954 | 415.0061 | 94.2043 | 11689.4093 | 74092.0693 | 90793.6987 | 5035.6195 | 2069.0292 | 108044444.4444 | 10624.9291 | 103487.657 | 1119.979 | 0.16207 | 957.8249 | 148.8877 | 251.0508 | 7780.5334 | 49598.3146 | 4250.3049 | 219354838.7097 | 19228.04 | 73076.6595 | 703.8834 | 0.21935 | 333.1436 | 10843.981 | 206.6193 | 6641.2851 | 52400.1115 | 1444.6731 | 63920000 | 5540.6318 | 59385.4164 | 980.0214 | 3.196 | 929.0585 | 993.1583 | 18.7836 | 4533.8068 | 103767.2007 | 126425.7003 | 6064.7192 | 3094.7127 | 103547089.9471 | 10429.8952 | 139950.3081 | 1550.2168 | 1.0355 | 1351.562 | 155.3977 | 252.4534 | 10024.3354 | 224856.1771 | 272420.7784 | 5202.3228 | 1861.8054 | 128282539.6825 | 11807.7437 | 286090.3275 | 3352.0815 | 0.19242 | 2230.158 | 176.7763 | 254.5194 | 18967.4094 | 80932.8652 | 93642.4642 | 6498.3939 | 4896.6446 | 41894171.6428 | 4522.3906 | 103061.4995 | 1123.5486 | 0.81262 | 2539.4534 | 51.7074 | 236.5137 | 7935.2283 | 63055.2069 | 57038.0915 | 14303059.9619 | 7291.0367 | 127384.3351 | 828.8171 | 1.3619 | 9366.4952 | 8.16 | 9398.464 | 2.6981 |  | 7.663 | 2.6981 | 3400.6963 | 753.6339 | 462.807 | 840.3366 | 1220.9488 | 2123.5998 | 2235.2146
West Bank | 3354 | 1 | 0 |  |  |  | 382.7586 |  | 0 |  | 10.9% | 11.85% | 0.85 | 40 | 2279.3864 | 2281.25 | 2098.75 | 2.0126 | 2.0109 | 2.1858 | 41.211 | [7 empty] | #N/A | #N/A | #N/A | #N/A | #N/A | #N/A | #N/A |  |  |  | 50 | 0 | 41.211 | 2.0126 | 2279.3864 | 2180.1298 | 7.686% | 3123.773 | 5.3039 | 3048.6613 | 2468.2084 | 8.1664 | 7307.5719 | 3006.1303 | No Port |  |  |  |  | 106.8237 | 32.1609 | 44130.3422 | 3293.6365 | 76857210.7857 | No Port |  | 759.0017 | 0.76627 |  | 80 |  | 89899.9435 | 115557.3547 | 11359.3221 | 4975.6129 | 310425396.8254 | No Port |  | 1897.8881 | 0.46564 |  | No Port | 94.2043 |  | 54260.2168 | 69321.9093 | 4774.0744 | 1953.2087 | 108044444.4444 | No Port |  | 1119.979 | 0.16207 |  | No Port | 251.0508 |  | 36726.6507 | 4046.0446 | 219354838.7097 | No Port |  | 703.8834 | 0.21935 |  | No Port | 206.6193 |  | 44528.1714 | 1341.41 | 63920000 | No Port |  | 980.0214 | 3.196 |  | No Port | 18.7836 |  | 76483.9794 | 96917.6355 | 5769.5053 | 2939.1576 | 103547089.9471 | No Port |  | 1550.2168 | 1.0355 |  | No Port | 252.4534 |  | 166633.5636 | 209527.7854 | 4931.1026 | 1763.606 | 128282539.6825 | No Port |  | 3352.0815 | 0.19242 |  | No Port | 254.5194 |  | 58810.6791 | 69947.9523 | 6114.3969 | 4567.3853 | 40707231.5072 | No Port |  | 1091.7519 | 0.81262 |  | No Port | 236.5137 |  | 46049.7154 | 53054.1052 | 13659984.0902 | No Port |  | 791.6023 | 1.3619 |  | 8.16 |  | 2.0126 |  | #N/A | #N/A | 2468.2084 | 574.1861 | 372.2548 | 641.6055 | 935.9764 | 1633.3305 | 1718.3176
Yemen | 5562 | 1 | 0 | Hoedeidah | 4436 | Suez | 382.7586 | 527970 | 409.9489 | 491.9386 | 16.7% | 15.95% | 0.8 | 40 | 2430.6796 | 2463.75 | 2098.75 | 2.5241 | 2.4902 | 2.9233 | 3972.0856 | [6 empty] | 0 | 3712.1115 | 3854.4 | 3153.6 | 8.6563 | 8.3367 | 10.1893 | 488.8851 | 28.3 | 48.3 | 3.7565 | 50 | 2415 | 2045.9707 | 2.5241 | 2430.6796 | 2855.5153 | 11.61% | 6226.1098 | 9.0816 | 4989.2773 | 2945.063 | 8.1664 | 14772.6845 | 4031.8903 | 59.2568 | 2.348% | 1018.7923 | 1.078 | 1384.6211 | 130.1431 | 39.1521 | 54366.5034 | 3846.0675 | 79042239.5864 | 4918.8219 | 63131.3928 | 780.562 | 0.76627 | 824.5683 | 80 | 5051.2402 | 108328.6921 | 139994.9118 | 12841.7809 | 5702.2637 | 310425396.8254 | 16867.7191 | 162564.8946 | 1897.8881 | 0.46564 | 523.6843 | 228.5973 | 94.2043 | 10256.3631 | 64608.4511 | 83197.4996 | 5370.0079 | 2286.0811 | 108044444.4444 | 6553.8257 | 92037.4064 | 1119.979 | 0.16207 | 851.8477 | 81.7704 | 251.0508 | 6803.5149 | 43688.0711 | 4631.903 | 219354838.7097 | 11113.7286 | 59433.7027 | 703.8834 | 0.21935 | 270.9478 | 5955.6039 | 206.6193 | 5278.687 | 52932.8161 | 1546.4693 | 63920000 | 3726.6298 | 58205.9152 | 980.0214 | 3.196 | 910.6057 | 555.5553 | 18.7836 | 4413.1675 | 91146.863 | 116365.9562 | 6457.4056 | 3374.9467 | 103547089.9471 | 6487.9206 | 126228.8235 | 1550.2168 | 1.0355 | 1219.0475 | 84.6823 | 252.4534 | 8830.1926 | 198760.9319 | 251700.7177 | 5525.357 | 2045.5246 | 128282539.6825 | 7163.4578 | 260909.7002 | 3352.0815 | 0.19242 | 2033.8676 | 97.087 | 254.5194 | 16725.0428 | 71098.6533 | 85041.5465 | 6939.692 | 5293.8682 | 41292319.2184 | 3252.7084 | 93588.1231 | 1107.4257 | 0.81262 | 2306.0278 | 28.6806 | 236.5137 | 7149.5208 | 56672.3272 | 60971.4522 | 13975593.2492 | 4822.0184 | 122465.7977 | 809.8666 | 1.3619 | 9004.8381 | 8.16 | 9036.8068 | 2.5241 |  | 8.6563 | 2.5241 | 2945.063 | 687.8158 | 450.9776 | 770.0303 | 1123.7975 | 1962.0809 | 2059.5004
Zambia | 7575 | 0.9 | 0.1 |  |  |  | 382.7586 | 743390 | 486.4446 |  | 16.9% | 16.09% | 0.85 | 40 | 2146.2855 | 2281.25 | 1916.25 | 2.7095 | 2.5492 | 3.0347 | 6186.0024 | [6 empty] | 0 | [6 empty] | 0 | 17.1 | 41 | 7.3269 | 50 | 2050 | 4136.0024 | 2.7095 | 2146.2855 | 3195.7905 | 15.22% | 10062.4615 | 13.2583 | 7134.8105 | 3270.5634 | 8.1664 | 20219.4408 | 4757.8875 | No Port |  |  |  |  | 131.8698 | 39.5747 | 57483.9343 | 3791.042 | 76857210.7857 | No Port |  | 759.0017 | 0.76627 |  | 80 |  | 116239.5106 | 148350.648 | 12945.7933 | 5728.1439 | 310425396.8254 | No Port |  | 1897.8881 | 0.46564 |  | No Port | 94.2043 |  | 71491.4786 | 90341.7076 | 5409.0219 | 2297.901 | 108044444.4444 | No Port |  | 1119.979 | 0.16207 |  | No Port | 251.0508 |  | 48139.7378 | 4652.843 | 219354838.7097 | No Port |  | 703.8834 | 0.21935 |  | No Port | 206.6193 |  | 54861.1285 | 1564.2642 | 63920000 | No Port |  | 980.0214 | 3.196 |  | No Port | 18.7836 |  | 100560.0111 | 126133.4383 | 6500.2353 | 3391.7143 | 103547089.9471 | No Port |  | 1550.2168 | 1.0355 |  | No Port | 252.4534 |  | 218727.2841 | 272410.8861 | 5567.6911 | 2055.5708 | 128282539.6825 | No Port |  | 3352.0815 | 0.19242 |  | No Port | 254.5194 |  | 76881.7067 | 90820.3892 | 6922.7194 | 5266.6809 | 40707231.5072 | No Port |  | 1091.7519 | 0.81262 |  | No Port | 236.5137 |  | 60090.9095 | 60352.1951 | 13659984.0902 | No Port |  | 791.6023 | 1.3619 |  | 8.16 |  | 2.7095 |  |  | 2.7095 | 3270.5634 | 747.9316 | 477.8947 | 836.1532 | 1218.1263 | 2123.5227 | 2231.0628
Zimbabwe | 8243 | 0.9 | 0.1 |  |  |  | 382.7586 | 386850 | 350.9105 |  | 254.9% | 184.4% | 0.8 | 40 | 2234.9112 | 2463.75 | 1916.25 | 25.9198 | 23.5123 | 30.2301 | 3126.8764 | [6 empty] | 0 | [6 empty] | 0 | 16.5 | 29.7 | 8.8039 | 50 | 1485 | 1641.8764 | 25.9198 | 2234.9112 | 30989.1513 | 16.36% | 105683.2612 | 136.6724 | 68656.4933 | 28657.9615 | 8.1664 | 185899.8969 | 42327.672 | No Port |  |  |  |  | 1100.9835 | 328.8592 | 496682.9519 | 23487.0438 | 76857210.7857 | No Port |  | 759.0017 | 0.76627 |  | 80 |  | 1000501.9717 | 1282327.8913 | 74477.8177 | 35556.7831 | 310425396.8254 | No Port |  | 1897.8881 | 0.46564 |  | No Port | 94.2043 |  | 618565.5926 | 784006.1079 | 30107.2424 | 15961.6679 | 108044444.4444 | No Port |  | 1119.979 | 0.16207 |  | No Port | 251.0508 |  | 413060.5869 | 28703.0082 | 219354838.7097 | No Port |  | 703.8834 | 0.21935 |  | No Port | 206.6193 |  | 421428.5672 | 10120.7094 | 63920000 | No Port |  | 980.0214 | 3.196 |  | No Port | 18.7836 |  | 869063.8901 | 1093511.0833 | 34980.7937 | 21297.1286 | 103547089.9471 | No Port |  | 1550.2171 | 1.0355 |  | No Port | 252.4534 |  | 1889360.99 | 2360519.3401 | 30241.7192 | 13628.2521 | 128282539.6825 | No Port |  | 3352.0815 | 0.19242 |  | No Port | 254.5194 |  | 659982.1874 | 782316.1297 | 38769.5821 | 32968.7338 | 40707231.5072 | No Port |  | 1091.7525 | 0.81262 |  | No Port | 236.5137 |  | 525093.081 | 349782.3946 | 13659984.0902 | No Port |  | 791.6023 | 1.3619 |  | 8.16 |  | 25.9198 |  |  | 25.9198 | 28657.9615 | 6462.4119 | 4130.873 | 7256.3297 | 10560.5197 | 18400.9402 | 19218.1119
Net | [9 empty] | average | 14.15% | [29 empty] | 930422.7164
Note on DK9: Rob Terwel:this includes CO2 storage but should include spent fuel storage
Note on DV9: Rob Terwel:this includes CO2 storage but should include spent fuel storage
Note on L13: Rob Terwel: Not included in dataset, estimate
Note on L59: Rob Terwel: Not included in dataset, estimate
Note on L114: Rob Terwel: Not included in dataset, estimate
Note on L140: Rob Terwel: Not included in dataset, estimate
Note on L143: Rob Terwel: Not included in dataset, estimate

## Country_results
Country results
|  | Hydrogen | [11 empty] | Electricity | Carrier
Country | potential capacity for export | Min H2 | HV DC | Pipeline | From NH3 | From FA | Frm MeOH | From DBT | From NaBH4 | From DME | From OME | From LNG | From LH2 | HV DC | NH3 | FA | Meoh | DME | OME | LNG | Min w. Electricity cost | Hydrogen cost | Ammonia cost | Formic Acid cost | Methanol cost | DME cost | OME cost | LNG cost
| TWh | €/t | €/t | €/t | €/t | €/t | €/t | €/t | €/t | €/t | €/t | €/t | €/t | €ct/kwh | €/t | €/t | €/t | €/t | €/t | €/t | €ct/kwh | €/t | €/t | €/t | €/t | €/t | €/t | €/t
Country | potential capacity for export | Min H2 | HV DC | Pipeline | From NH3 | From FA | Frm MeOH | From DBT | From NaBH4 | From DME | From OME | From LNG | From LH2 | HV DC | NH3 | FA | Meoh | DME | OME | LNG | IREC elec | IREC H2 | IREC NH3 | IREC FA | IREC MeOH | IREC DME | IREC OME | IREC LNG
Afghanistan | 2857.5365 | 3907.301 | 5671.8173 | 3907.301 | [9 empty] | 10.4103 | [6 empty] | 2.8367 | 2918.0857 | 689.5978 | 502.5054 | 778.6117 | 1140.2093 | 2001.101 | 2067.106
Albania | 160.2508 | 2782.438 | 2782.438 | 3736.9383 | 5225.1397 | 10253.3473 | 7310.1775 | 5214.1427 | 4241.2866 | 9594.3901 | 18570.257 | 7656.5566 | 8867.0349 | 4.7857 | 855.4584 | 514.9083 | 900.19 | 1297.0698 | 2190.702 | 2442.0543 | 2.7339 | 3444.8218 | 762.1986 | 467.2403 | 849.8094 | 1234.5456 | 2147.0201 | 2259.8928
Algeria | 15511.5837 | 2890.0558 | 3048.7455 | 2890.0558 | 4192.3404 | 8203.0091 | 5816.2545 | 4112.7867 | 3792.6225 | 7528.0104 | 14107.4274 | 6178.8092 | 7595.0453 | 5.3041 | 672.0006 | 416.617 | 696.824 | 1003.3585 | 1678.6845 | 1914.1526 | 2.1527 | 2462.7232 | 572.4981 | 374.6389 | 640.177 | 934.081 | 1630.6978 | 1712.8919
Angola | 5599.9479 | 4618.6123 | 6631.0177 | 4618.6123 | 5436.2742 | 10877.6715 | 7364.7993 | 5698.9899 | 4623.4114 | 9579.2807 | 18257.1428 | 7700.8149 | 9310.3218 | 12.2775 | 892.9625 | 548.4276 | 918.2763 | 1311.4228 | 2186.085 | 2483.0146 | 2.8038 | 3280.7013 | 743.9095 | 473.4308 | 831.4631 | 1210.6296 | 2109.7881 | 2215.5643
Antarctica | 75987.5577 | 5312.9533 | 20223.0204 | 5312.9533 | [9 empty] | 39.4945 | [6 empty] | #N/A | 2996.9058 | 658.5953 | 401.5721 | 733.5012 | 1065.0908 | 1851.759 | 1950.2655
Argentina | 33465.5772 | 4977.4937 | 17399.7115 | 4977.4937 | 5109.001 | 11323.5691 | 6816.6208 | 5474.5375 | 5625.5807 | 8836.6104 | 16659.3659 | 7112.4564 | 8889.6284 | 33.8298 | 834.8285 | 568.6576 | 852.2176 | 1216.908 | 2022.5556 | 2291.9423 | 3.0523 | 2831.2412 | 667.2616 | 485.6215 | 753.2208 | 1102.8512 | 1935.3597 | 1999.2388
Armenia | 101.4948 | 3723.2207 | 4709.6458 | 3723.2207 | [9 empty] | 8.5373 | [6 empty] | 3.146 | 3103.2212 | 723.8066 | 521.2113 | 816.6963 | 1194.7728 | 2095.1893 | 2164.6087
Australia | 86029.9975 | 4381.0855 | 10452.2389 | 4381.0855 | 4741.7182 | 10482.5735 | 6219.9613 | 5950.1903 | 4979.4073 | 7872.2075 | 14173.8648 | 6329.0601 | 8021.6825 | 19.8902 | 769.5874 | 513.3256 | 744.8439 | 1043.3981 | 1678.5521 | 1968.0274 | 1.9729 | 2260.5465 | 535.2487 | 390.2284 | 603.495 | 883.9586 | 1551.6161 | 1605.2548
Azerbaijan | 547.6684 | 4056.2801 | 4056.2801 | 4579.0545 | [9 empty] | 7.2654 | [6 empty] | 3.1369 | 3928.7821 | 861.1696 | 522.9651 | 960.0868 | 1393.6606 | 2422.2802 | 2548.6377
Bangladesh | -9068.8537 | 4423.0056 | 5722.849 | 4601.7909 | 5502.845 | 11213.3779 | 7451.8514 | 6258.3776 | 4423.0056 | 9619.5151 | 18203.6567 | 7652.5416 | 9240.4091 | 10.5096 | 904.7876 | 557.802 | 919.977 | 1303.4186 | 2157.7234 | 2450.9655 | 2.5849 | 3249.7763 | 729.8715 | 454.9182 | 814.5059 | 1184.7227 | 2062.4155 | 2170.1672
Belgium | -356.4543 | 2558.6333 | 2558.6333 | 2678.7553 | 4112.2898 | 8996.2777 | 5899.0914 | 3817.7854 | 4676.2848 | 7750.4028 | 14926.8432 | 6226.6555 | 7287.1688 | 4.35 | 657.7811 | 449.9375 | 705.7092 | 1029.8363 | 1761.215 | 1925.0915 | 3.266 | 2643.2515 | 604.1438 | 427.4985 | 680.1287 | 993.5282 | 1740.369 | 1800.3059
Belize | 211.9987 | 4537.5128 | 16288.4031 | 4537.5128 | 4972.9472 | 11173.117 | 6744.6508 | 5142.9473 | 5504.9656 | 8842.5632 | 16966.0956 | 7077.6487 | 8783.2128 | 31.6 | 810.661 | 563.7755 | 846.6034 | 1221.882 | 2062.1786 | 2284.5015 | 2.6688 | 2954.8517 | 691.9314 | 499.7758 | 780.7481 | 1142.5281 | 2004.0204 | 2070.8095
Benin | -297.9563 | 4174.9719 | 4999.5034 | 4174.9719 | 5257.5336 | 10494.9625 | 7207.7382 | 5401.0226 | 4398.606 | 9422.3202 | 18094.0475 | 7560.3018 | 9087.6758 | 9.1015 | 861.2125 | 530.4358 | 896.2013 | 1287.4088 | 2162.7628 | 2429.8854 | 2.7149 | 3291.1789 | 743.3944 | 468.6737 | 830.3214 | 1208.4321 | 2104.942 | 2212.5569
Bolivia | 6842.0829 | 4572.8384 | 14480.272 | 4572.8384 | [9 empty] | 27.9721 | [6 empty] | 2.7875 | 2842.2262 | 665.011 | 481.1791 | 750.3166 | 1098.0181 | 1926.121 | 1989.9115
Bosnia & Herzegovina | 170.4211 | 2532.3981 | 2532.3981 | 3698.0178 | [9 empty] | 4.2989 | [6 empty] | 2.7475 | 3487.1067 | 759.8682 | 457.3493 | 846.1794 | 1227.687 | 2132.8423 | 2246.4516
Botswana | 4840.4092 | 3989.2993 | 6497.4161 | 3989.2993 | [9 empty] | 12.0175 | [6 empty] | 2.1655 | 2552.5471 | 597.2288 | 391.5961 | 668.0661 | 975.1321 | 1702.6616 | 1788.9647
Brazil | 113613.0136 | 6595.6082 | 24711.6695 | 6595.6082 | 7317.2403 | 16024.102 | 9389.1873 | 7306.5045 | 8058.5177 | 12294.4111 | 23692.1962 | 9887.2022 | 12447.7702 | 48.5006 | 1227.0815 | 819.2683 | 1256.5064 | 1786.8962 | 2968.9812 | 3387.4053 | 4.378 | 4139.2984 | 976.5961 | 711.5632 | 1104.3543 | 1616.923 | 2837.3586 | 2926.1804
Brunei | 21.546 | 4067.6089 | 5710.7548 | 4067.6089 | [9 empty] | 10.4861 | [6 empty] | #N/A | 2524.2428 | 571.2662 | 357.7632 | 636.7995 | 926.8134 | 1614.1222 | 1701.19
Burkina Faso | 113.1354 | 3888.2852 | 4737.1283 | 3888.2852 | [9 empty] | 8.5908 | [6 empty] | 2.518 | 3050.3268 | 700.4427 | 449.1554 | 782.9944 | 1141.058 | 1989.6653 | 2091.033
Burundi | -1085.7722 | 4632.837 | 6131.3965 | 4632.837 | [9 empty] | 11.3049 | [6 empty] | 2.7289 | 3421.8956 | 765.8893 | 475.7782 | 854.6799 | 1242.8036 | 2163.0545 | 2275.7072
Cambodia | 371.7286 | 4704.5337 | 6509.3531 | 4704.5337 | [9 empty] | 12.0407 | [6 empty] | 2.4117 | 3035.3969 | 688.7836 | 433.886 | 768.9387 | 1119.3767 | 1949.9429 | 2051.9086
Cameroon | 798.2669 | 4296.1786 | 5087.05 | 4296.1786 | 5416.0119 | 10770.22 | 7437.9441 | 5635.5639 | 4478.296 | 9703.3864 | 18611.2629 | 7759.3754 | 9167.7211 | 9.272 | 889.3633 | 540.3742 | 921.4885 | 1319.0289 | 2208.5227 | 2489.5358 | 2.7936 | 3394.1208 | 758.375 | 472.503 | 846.4701 | 1230.8457 | 2142.4649 | 2252.5969
Canada | 118778.1938 | 2877.2053 | 7865.389 | 2877.2053 | 3806.0315 | 8082.8944 | 5335.2424 | 3904.5056 | 4270.0107 | 6833.0456 | 12548.8178 | 5592.0648 | 6749.0006 | 14.6999 | 603.3799 | 400.1212 | 617.5217 | 884.0957 | 1465.4808 | 1678.8547 | 2.2193 | 2074.4598 | 486.1421 | 350.7441 | 547.2926 | 801.0223 | 1405.1652 | 1455.4117
Central African Republic | 4229.432 | 4257.0107 | 5282.2301 | 4257.0107 | [9 empty] | 9.6519 | [6 empty] | 2.7122 | 3289.4346 | 742.2139 | 467.3541 | 828.9114 | 1206.2745 | 2101.0345 | 2208.5927
Chad | 8496.6535 | 2346.9788 | 2859.5924 | 2346.9788 | [9 empty] | 4.9358 | [6 empty] | 1.5616 | 1834.5678 | 430.5067 | 283.0384 | 480.5407 | 701.6782 | 1225.5847 | 1290.4853
Chile | 8139.9283 | 4213.6363 | 14450.5196 | 4213.6363 | 4438.9408 | 9921.365 | 5989.7634 | 5038.8164 | 4890.5382 | 7701.9502 | 14287.5639 |  |  | 27.9124 | 715.8046 | 492.934 | 722.5644 | 1030.9343 | 1707.1319 |  | 2.4484 | 2371.3383 | 561.0263 | 409.2215 | 632.7678 | 926.7896 | 1626.7834 | 1682.2399
China | 11899.6756 | 3359.0765 | 5258.9626 | 3359.0765 | 4696.8995 | 10394.0458 | 6234.4368 | 5734.2049 | 4994.685 | 7886.2884 | 14247.0276 | 6336.7109 | 7969.9102 | 9.6066 | 761.6262 | 509.8995 | 746.9841 | 1046.0261 | 1687.3991 | 1969.5767 | 2.304 | 2281.8634 | 539.375 | 393.0843 | 608.1604 | 890.7025 | 1563.3787 | 1617.1139
Colombia | 5812.4957 | 4233.4082 | 15355.1989 | 4233.4082 | 4742.0455 | 10512.7598 | 6435.0917 | 4913.6419 | 5283.0241 | 8376.2218 | 15875.5933 | 6750.6021 | 8390.9963 | 29.7276 | 769.6456 | 529.333 | 796.9764 | 1146.2166 | 1921.5048 | 2153.9193 | 3.0982 | 2719.3406 | 640.4034 | 465.2656 | 722.6328 | 1057.9897 | 1856.4832 | 1918.5619
Congo | -575 | 7047.9869 | 9414.105 | 7447.9069 | 8806.9369 | 17440.3938 | 11642.8936 | 8794.5442 | 7047.9869 | 15365.6011 | 30279.6858 | 12159.1461 | 14249.8428 | 17.8073 | 1491.6987 | 886.939 | 1547.9306 | 2203.5573 | 3689.7893 | 4166.6243 | 4.6872 | 5722.6397 | 1265.4883 | 779.4972 | 1414.1087 | 2054.2604 | 3572.8923 | 3750.9725
Congo | -575 | 4438.3859 | 5595.8398 | 4494.4329 | 5472.4003 | 10854.7335 | 7512.9869 | 5745.9577 | 4438.3859 | 9797.5334 | 18793.364 | 7824.6147 | 9224.0563 | 10.2624 | 899.3796 | 543.8146 | 930.4838 | 1330.748 | 2226.7364 | 2510.8806 | 2.734 | 3434.5543 | 765.1277 | 472.7924 | 853.5473 | 1240.6801 | 2158.686 | 2271.4885
Costa Rica | 204.9965 | 4396.7869 | 16782.3812 | 4396.7869 | 4753.5622 | 10671.6733 | 6407.5588 | 4926.0998 | 5304.0289 | 8377.6261 | 15965.2717 | 6753.1766 | 8586.3712 | 32.5911 | 771.6913 | 541.5202 | 803.0956 | 1159.8692 | 1954.3405 | 2174.4272 | 2.8352 | 2739.1749 | 652.7094 | 478.213 | 737.0589 | 1079.9941 | 1896.2012 | 1959.4666
Cote d'Ivoire | -150.4365 | 4374.5183 | 5196.9608 | 4374.5183 | [9 empty] | 9.4859 | [6 empty] | 2.7431 | 3438.1105 | 769.7431 | 478.3611 | 859.0235 | 1249.1497 | 2174.1446 | 2287.2759
Cuba | 767.8425 | 4688.5039 | 16055.1297 | 4688.5039 | 5298.2581 | 11907.644 | 7137.1317 | 5355.1307 | 5906.569 | 9391.3881 | 18139.416 | 7512.9489 | 9339.463 | 31.132 | 868.4465 | 603.8458 | 910.2244 | 1314.3808 | 2221.9333 | 2459.0429 | 2.9056 | 3183.0046 | 746.0219 | 540.2797 | 842.2766 | 1232.682 | 2162.4076 | 2232.9242
Cyprus | 8.5356 | 2688.4643 | 2688.4643 | 2974.4047 | 4153.3955 | 8171.3631 | 5860.4308 | 4310.1019 | 3477.9177 | 7598.7616 | 14322.9328 | 6153.5913 | 7379.2378 | 4.6027 | 665.0827 | 409.2427 | 691.8535 | 997.4679 | 1675.4158 | 1885.5237 | 1.9912 | 2548.6247 | 577.9273 | 362.8268 | 644.389 | 938.0121 | 1633.8485 | 1721.6498
Denmark | 1612.1956 | 2375.0088 | 2417.0517 | 2375.0088 | 3750.111 | 8189.7338 | 5365.3973 | 3542.1721 | 4293.4927 | 7001.8593 | 13296.3917 | 5686.1205 | 6861.5601 | 4.0744 | 593.4467 | 411.1844 | 632.0628 | 922.4636 | 1572.5798 | 1731.4946 | 3.0241 | 2294.7224 | 535.8909 | 385.7552 | 603.6026 | 883.1833 | 1548.9647 | 1603.2454
Djibouti | 114.603 | 3511.5857 | 4740.3268 | 3511.5857 | 4434.7553 | 9000.1777 | 6099.3963 | 4772.5592 | 3805.9414 | 7880.0319 | 14788.1118 | 6377.4779 | 7987.8435 | 8.597 | 715.0611 | 454.919 | 738.7251 | 1058.772 | 1767.0608 | 1996.6736 | 2.1126 | 2581.805 | 599.8649 | 388.6601 | 670.4679 | 977.9855 | 1706.5256 | 1794.7359
Dominican Republic | 25.6024 | 4204.0152 | 7393.4131 | 4204.0152 | 4876.3682 | 10932.9837 | 6591.4562 | 4929.781 | 5462.1274 | 8654.3179 | 16606.1058 | 6963.5379 | 8771.1405 | 13.7617 | 793.5055 | 555.6387 | 831.49 | 1203.0535 | 2034.0788 | 2253.7332 | 2.5266 | 2880.6754 | 682.4121 | 497.7848 | 770.5249 | 1128.5422 | 1980.8042 | 2046.4878
Ecuador | 4523.0767 | 4608.9748 | 16915.3562 | 4608.9748 | 4990.9138 | 11187.1768 | 6678.4142 | 5280.3216 | 5547.7608 | 8695.7797 | 16527.4759 |  |  | 32.8579 | 813.8524 | 564.7288 | 838.0499 | 1203.5065 | 2017.2878 |  | 3.3408 | 2829.8256 | 670.2208 | 488.7824 | 756.6805 | 1108.2537 | 1945.1787 | 2009.8765
Egypt | 881.5958 | 3126.4039 | 3661.9179 | 3126.4039 | 4353.1172 | 8671.6594 | 5976.7421 | 4417.7862 | 3913.5769 | 7744.0106 | 14541.5999 | 6332.3242 | 7899.879 | 6.4977 | 700.5596 | 441.1355 | 724.2624 | 1042.2715 | 1743.1411 | 1981.9844 | 2.2275 | 2536.6636 | 592.6834 | 390.0489 | 663.1583 | 967.9934 | 1690.4489 | 1774.8449
El Salvador | -141.1331 | 4109.4063 | 15682.9746 | 4109.4063 | 4561.6747 | 10252.6676 | 6130.7619 | 4879.8459 | 5098.994 | 7971.4787 | 15043.9392 |  |  | 30.3853 | 737.606 | 517.8671 | 759.125 | 1092.876 | 1833.0621 |  | 2.2504 | 2542.3796 | 608.6824 | 447.4565 | 687.248 | 1007.3671 | 1769.1528 | 1828.8643
Eritrea | 649.9182 | 3727.4421 | 4949.1384 | 3727.4421 | 4755.3624 | 9682.7724 | 6483.5619 | 5010.1545 | 4139.017 | 8409.7962 | 15905.9865 | 6798.6949 | 8529.3872 | 9.0035 | 772.0111 | 492.0944 | 800.0514 | 1147.1429 | 1918.1192 | 2164.4392 | 2.3876 | 2800.2418 | 651.1085 | 424.7198 | 728.4575 | 1062.7634 | 1854.9915 | 1948.122
Ethiopia | -425.8317 | 3507.0597 | 4723.6106 | 3507.0597 | [9 empty] | 8.5645 | [6 empty] | 2.1844 | 2586.4679 | 596.9033 | 385.8739 | 667.0451 | 972.596 | 1696.7715 | 1783.6252
Fiji | 1244.5341 | 4056.7378 | 16799.0269 | 5261.9317 | 5007.8123 | 10269.3442 | 6705.798 | 6120.189 | 4056.7378 | 8569.4341 | 15869.6313 |  |  | 32.6245 | 816.8542 | 505.6593 | 807.0877 | 1138.1232 | 1863.1882 |  | 2.1602 | 2744.612 | 622.214 | 391.0183 | 694.1534 | 1010.4359 | 1760.0159 | 1853.4387
Finland | 1712.2245 | 2627.8936 | 2961.9195 | 2627.8936 | 3890.468 | 8476.0287 | 5602.523 | 3773.3159 | 4391.5473 | 7299.4539 | 13867.324 | 5878.6045 | 6865.086 | 5.135 | 618.3785 | 420.0905 | 655.638 | 952.457 | 1617.5145 | 1783.6625 | 3.1313 | 2414.8592 | 551.5572 | 389.8651 | 620.5303 | 906.4418 | 1587.7799 | 1643.4839
France | 3076.8598 | 2340.1815 | 2419.2564 | 2340.1815 | 3799.5493 | 8289.7612 | 5392.6672 | 3783.1901 | 4295.8033 | 6998.8936 | 13154.6566 | 5677.9789 | 6852.6982 | 4.0787 | 602.2285 | 413.274 | 632.1434 | 916.411 | 1547.9145 | 1722.0316 | 2.3441 | 2241.7379 | 522.8649 | 375.953 | 588.787 | 861.4335 | 1510.7236 | 1563.9572
Gabon | 1543.9946 | 4575.7681 | 5656.2369 | 4788.5829 | 5757.4929 | 11371.1993 | 7980.1864 | 5996.4851 | 4575.7681 | 10437.742 | 20177.5256 | 8274.8371 | 9456.0911 | 10.38 | 950.0211 | 565.8041 | 988.2146 | 1413.3103 | 2370.8834 | 2659.1838 | 2.9787 | 3747.9731 | 820.0492 | 496.6113 | 913.9031 | 1326.4155 | 2305.0832 | 2426.1886
Gambia | -146.7578 | 4725.7069 | 5790.6072 | 4725.7069 | 5733.0418 | 11398.4565 | 7775.93 | 5583.5053 | 4787.1576 | 10262.7944 | 19992.2573 | 8246.435 | 10082.1705 | 10.6415 | 945.6778 | 586.2576 | 996.4881 | 1439.3654 | 2435.7848 | 2717.3464 | 2.9808 | 3692.1669 | 841.7577 | 534.2364 | 941.1069 | 1370.5239 | 2388.2708 | 2509.5287
Georgia | 245.9967 | 4406.767 | 4406.767 | 5448.5342 | 6985.9934 | 13780.7741 | 9690.1463 | 7052.1491 | 5413.4604 | 12797.3152 | 25234.9463 | 10027.2637 | 11085.0903 | 7.9477 | 1168.2416 | 685.8703 | 1229.4406 | 1760.9379 | 2972.4846 | 3299.6169 | 3.8775 | 4829.5571 | 1037.5598 | 616.3821 | 1155.9678 | 1675.1517 | 2907.6371 | 3058.5787
Germany | -1528.0592 | 2741.1008 | 2741.1008 | 2816.8317 | 4330.8089 | 9456.8654 | 6140.1553 | 4022.2631 | 4918.9046 | 8069.264 | 15550.3407 | 6487.0889 | 7652.6041 | 4.7052 | 696.597 | 474.8333 | 744.5131 | 1083.9632 | 1848.5664 | 2029.8321 | 3.4106 | 2752.0968 | 631.6003 | 448.563 | 711.4137 | 1039.5371 | 1821.3701 | 1883.4836
Ghana | -747.1998 | 4455.4934 | 6948.4023 | 4455.4934 | 5624.3288 | 12614.6395 | 7523.235 | 5587.8185 | 6270.2531 | 9926.0983 | 19268.8029 | 7940.3199 | 9904.5474 | 12.8954 | 926.3669 | 642.7124 | 972.8929 | 1405.0133 | 2377.0061 | 2631.0286 | 3.2219 | 3401.3976 | 798.326 | 578.4307 | 901.6343 | 1319.6352 | 2314.9954 | 2390.0204
Greenland | 20759.1706 | 3115.5305 | 6182.8212 | 3115.5305 | 4314.7007 | 9481.7926 | 6090.5029 | 4272.601 | 4829.8757 | 7959.4657 | 15198.2407 | 6382.2483 | 7534.0755 | 11.4051 | 693.7356 | 472.0626 | 731.999 | 1059.8942 | 1794.7451 | 1982.8941 | 2.8212 | 2659.4306 | 608.9239 | 431.5518 | 685.6271 | 1001.6931 | 1754.8466 | 1815.1406
Grenada | -3.6317 | 3826.528 | 11472.3375 | 4061.6288 | 4628.2675 | 9177.1805 | 6451.1237 | 4826.7425 | 3826.528 | 8397.3703 | 15977.1373 | 6757.5508 | 8087.6744 | 21.9369 | 749.435 | 460.7245 | 779.5341 | 1121.7147 | 1884.4361 | 2116.2373 | #N/A | 2879.4376 | 649.618 | 406.2639 | 724.646 | 1054.4031 | 1836.0318 | 1933.2632
Guatemala | -452.3495 | 4223.5924 | 15620.6761 | 4223.5924 | 4736.8107 | 10627.5639 | 6378.6934 | 5064.99 | 5267.3233 | 8297.063 | 15706.3903 |  |  | 30.2603 | 768.7157 | 534.7148 | 791.1332 | 1136.8819 | 1905.5178 |  | 2.4735 | 2676.2577 | 633.4718 | 461.6615 | 714.9324 | 1047.0794 | 1837.7676 | 1899.5287
Guinea | 626.0354 | 4385.7167 | 5325.5186 | 4385.7167 | 5356.4546 | 10614.689 | 7341.7633 | 5324.5669 | 4447.4553 | 9644.7847 | 18652.692 | 7748.015 | 9352.0673 | 9.7362 | 878.784 | 540.8776 | 922.1932 | 1329.766 | 2244.5772 | 2510.2499 | 2.7441 | 3424.3004 | 775.5093 | 488.2111 | 866.247 | 1260.8339 | 2196.1449 | 2309.3078
Guyana | 2524.5164 | 4322.7379 | 13698.2431 | 4748.3785 | 5297.4072 | 10475.9792 | 7309.5872 | 5464.7147 | 4322.7379 | 9548.841 | 18342.9617 | 7639.4185 | 9017.1048 | 26.4031 | 868.2953 | 526.3242 | 903.1838 | 1295.5776 | 2174.5263 | 2444.2884 | 2.6703 | 3357.1995 | 749.6116 | 464.2888 | 836.281 | 1215.8113 | 2115.7278 | 2226.3965
Haiti | -423.4235 | 4280.2321 | 11731.7694 | 4489.4661 | 5016.4751 | 10075.1827 | 6819.1075 | 5148.1988 | 4280.2321 | 8907.9122 | 17028.8228 | 7199.0285 | 8935.024 | 22.4575 | 818.3929 | 513.9664 | 850.6287 | 1224.6452 | 2058.0728 | 2315.732 | 2.5266 | 3055.8159 | 704.4973 | 453.7007 | 787.7976 | 1148.4201 | 2003.0122 | 2104.6561
Honduras | 1707.983 | 4708.4393 | 17289.604 | 4708.4393 | 5142.9147 | 11551.0761 | 6921.8967 | 5287.2368 | 5708.643 | 9079.2771 | 17439.9297 | 7276.4088 | 9101.458 | 33.6088 | 840.8526 | 584.9759 | 877.0737 | 1264.9843 | 2133.2325 | 2368.3922 | 2.9332 | 3035.5776 | 714.2004 | 518.2729 | 806.2936 | 1180.3332 | 2070.9303 | 2139.196
India | -60145.2012 | 4067.6881 | 5119.8339 | 4067.6881 | 5072.1406 | 10264.129 | 6903.5175 | 5627.8201 | 4357.7917 | 8868.8308 | 16586.0818 | 7119.6914 | 8603.9014 | 9.3358 | 828.2809 | 510.5734 | 840.7662 | 1190.0048 | 1960.3909 | 2249.1678 | 2.5455 | 2902.1641 | 658.2559 | 420.6557 | 735.4999 | 1071.0757 | 1867.0148 | 1960.6031
Indonesia | 739.2925 | 4756.5126 | 8390.4307 | 4756.5126 | 5189.5905 | 11685.5787 | 6895.5714 | 5921.5288 | 5590.0831 | 8876.967 | 16605.1601 | 7090.3414 | 8917.3329 | 15.7533 | 849.1437 | 582.109 | 858.0649 | 1216.391 | 2006.997 | 2278.7243 | 2.9755 | 2788.2135 | 655.9751 | 476.2728 | 740.2801 | 1083.7436 | 1901.567 | 1964.8635
Iran | 7761.3871 | 3764.5996 | 3999.167 | 3764.5996 | 5186.405 | 10502.73 | 7045.678 | 5747.7019 | 4378.9564 | 9074.4905 | 17052.7621 | 7273.272 | 8818.5138 | 7.1542 | 848.5779 | 523.8893 | 863.7558 | 1224.3897 | 2022.6348 | 2311.4138 | 2.5509 | 3005.1566 | 681.3705 | 433.0937 | 761.1615 | 1108.2613 | 1931.3339 | 2029.3798
Iraq | -825.0318 | 3599.6756 | 3640.0526 | 3599.6756 | 5080.2977 | 10372.7425 | 6912.5407 | 5658.111 | 4287.9543 | 8917.0907 | 16790.239 | 7140.9085 | 8721.9989 | 6.4551 | 829.7298 | 518.3014 | 847.189 | 1203.9934 | 1995.2886 | 2267.6215 | 2.5139 | 2960.7296 | 673.6329 | 429.7188 | 752.6554 | 1096.1823 | 1910.7075 | 2007.6212
Ireland | 3840.3867 | 2193.3675 | 2622.4506 | 2193.3675 | 3423.2659 | 7420.2393 | 4994.136 | 3284.8845 | 3911.8869 | 6477.2448 | 12171.7028 | 5268.8367 | 6242.0187 | 4.4742 | 535.3887 | 368.0086 | 568.4116 | 829.0564 | 1410.8704 | 1556.9914 | 2.72 | 2079.9216 | 481.5214 | 343.9446 | 541.6414 | 792.0399 | 1388.4755 | 1438.4461
Israel | -451.0682 | 2790.3729 | 2790.3729 | 2793.239 | 3897.9612 | 7757.7293 | 5492.3841 | 4062.9866 | 3412.324 | 7098.8442 | 13267.889 | 5785.1753 | 7078.8148 | 4.8011 | 619.7095 | 389.608 | 642.8246 | 927.8933 | 1556.7813 | 1756.5128 | 1.9336 | 2315.0552 | 533.8098 | 344.1796 | 596.0081 | 868.9636 | 1515.8453 | 1594.9852
Italy | 640.6613 | 2183.7089 | 2428.9332 | 2183.7089 | 3520.626 | 7682.0029 | 5008.7153 | 3543.0978 | 4004.1138 | 6476.2509 | 12053.6093 | 5290.2664 | 6504.5889 | 4.0975 | 552.6829 | 383.6435 | 578.4233 | 839.8463 | 1417.3971 | 1580.9303 | 1.9729 | 2016.5547 | 477.4124 | 347.2204 | 537.7151 | 787.594 | 1382.3799 | 1431.8637
Jamaica | 488.0301 | 4407.1857 | 15306.9917 | 4848.0928 | 5303.4215 | 10602.4419 | 7214.6206 | 5443.4815 | 4407.1857 | 9443.1846 | 18152.7719 | 7594.8561 | 9296.1819 | 29.6309 | 869.3637 | 539.5412 | 904.8598 | 1301.4058 | 2188.4494 | 2457.781 | 2.6414 | 3296.7873 | 751.6467 | 476.4815 | 839.8635 | 1223.0915 | 2131.3142 | 2241.03
Japan | 6665.4064 | 3042.6709 | 5322.8123 | 3042.6709 | 3965.5205 | 9000.9772 | 5452.9321 | 5139.8521 | 4164.6428 | 6894.6755 | 12400.7273 | 5482.5409 | 6804.8535 | 9.7309 | 631.7102 | 435.1061 | 623.8933 | 880.2382 | 1430.1007 | 1631.7739 | 2.0028 | 1982.3434 | 462.6867 | 332.6566 | 520.5761 | 761.7096 | 1335.9242 | 1384.2733
Jordan | 22.5409 | 2999.9602 | 3115.4468 | 2999.9602 | 4201.0956 | 8501.8081 | 5829.4688 | 4436.503 | 3686.9928 | 7525.0372 | 14084.4639 | 6111.5149 | 7630.9113 | 5.4339 | 673.5558 | 429.6619 | 698.5595 | 1003.1436 | 1676.7573 | 1893.6739 | 2.0645 | 2446.9874 | 569.9159 | 371.7149 | 637.1041 | 929.6117 | 1622.701 | 1705.8365
Kazakhstan | 16897.7216 | 3951.6959 | 3951.6959 | 4248.9107 | [9 empty] | 7.0618 | [6 empty] | 2.8021 | 3548.0361 | 774.1325 | 466.798 | 862.2438 | 1251.1326 | 2173.7834 | 2289.1581
Kenya | 89.158 | 4165.4628 | 5821.0495 | 4165.4628 | 5149.2586 | 10493.1033 | 6988.4359 | 5665.5341 | 4366.0343 | 9026.4531 | 17028.3537 | 7238.161 | 8872.1889 | 10.7008 | 841.9795 | 526.1294 | 861.2557 | 1224.8734 | 2031.769 | 2309.2068 | 2.5596 | 3007.3449 | 686.154 | 439.1273 | 766.8887 | 1117.1618 | 1947.6352 | 2045.9546
North Korea | -337.0703 | 3611.7668 | 5629.3532 | 3611.7668 | 4644.6554 | 10604.2137 | 6269.0738 | 5769.9464 | 4873.6791 | 8009.799 | 14762.0007 | 6341.8802 | 7873.9279 | 10.3276 | 752.346 | 518.4018 | 750.4955 | 1060.6907 | 1739.4392 | 1969.6374 | 2.2166 | 2440.394 | 566.7745 | 406.3197 | 638.4578 | 933.7909 | 1637.2122 | 1693.9534
South Korea | -4.4681 | 3941.2832 | 5101.3322 | 4062.0391 | 4993.0337 | 10264.4683 | 6801.4648 | 6166.0466 | 3941.2832 | 8674.3069 | 16065.9914 | 6876.0145 | 8246.5703 | 9.2998 | 814.229 | 500.6343 | 810.5674 | 1139.5092 | 1862.551 | 2135.6697 | 2.1845 | 2795.9421 | 623.2925 | 384.2773 | 694.4787 | 1009.5156 | 1756.4416 | 1850.8983
Kuwait | -136.4318 | 2868.4315 | 3122.3039 | 2868.4315 | 4067.2249 | 8317.0763 | 5622.4131 | 4693.8298 | 3470.3917 | 7188.6401 | 13224.6692 | 5816.7247 | 7306.6086 | 5.4473 | 649.7761 | 414.5666 | 660.2696 | 941.3735 | 1555.4737 | 1772.3635 | 1.8162 | 2247.2836 | 523.0571 | 338.8232 | 584.0948 | 852.1193 | 1487.009 | 1565.5762
Kyrgyzstan | 1045.6706 | 5383.6498 | 5707.5307 | 5383.6498 | [9 empty] | 10.4798 | [6 empty] | 3.4262 | 4248.2601 | 941.3095 | 579.497 | 1050.7481 | 1526.6477 | 2655.4276 | 2791.4003
Laos | 1346.5268 | 5723.5229 | 7641.6361 | 5723.5229 | [9 empty] | 14.2509 | [6 empty] | 3.1104 | 3860.8238 | 867.511 | 542.0743 | 969.0013 | 1409.4923 | 2453.8769 | 2579.3685
Lebanon | -184.6564 | 3392.0492 | 3419.5562 | 3392.0492 | 4598.8565 | 9080.0915 | 6419.2016 | 4714.447 | 3821.6015 | 8365.5043 | 15938.1562 | 6743.1382 | 8073.5496 | 6.0259 | 744.2107 | 457.0724 | 776.5215 | 1118.9532 | 1882.6878 | 2112.8185 | 2.2705 | 2876.8174 | 650.0161 | 407.2089 | 725.1734 | 1055.3011 | 1837.7805 | 1934.986
Liberia | 175.4072 | 4479.6071 | 5345.931 | 4590.8512 | 5541.5794 | 10914.7293 | 7689.4288 | 5587.7873 | 4479.6071 | 10091.919 | 19559.7286 | 8038.2432 | 9324.3669 | 9.7759 | 911.668 | 548.2802 | 955.8489 | 1373.9295 | 2315.6425 | 2587.0794 | 2.8951 | 3633.1074 | 803.3487 | 492.4613 | 895.9124 | 1301.4558 | 2263.3248 | 2381.5553
Libya | 13134.653 | 2595.3681 | 2890.2613 | 2595.3681 | 3799.3709 | 7463.7544 | 5306.8054 | 3844.0598 | 3462.2719 | 6826.0963 | 12621.4856 | 5630.5861 | 7002.2072 | 4.9956 | 602.1968 | 377.4062 | 620.5515 | 893.5828 | 1490.7295 | 1706.0272 | 1.8699 | 2156.2743 | 506.4124 | 334.2176 | 566.1458 | 826.7238 | 1444.1462 | 1518.0421
Macedonia | 71.5752 | 2718.0367 | 2718.0367 | 3702.0347 | [9 empty] | 4.6603 | [6 empty] | 2.7003 | 3419.1757 | 750.4752 | 455.5831 | 836.1321 | 1213.8547 | 2109.8626 | 2221.7617
Madagascar | 2855.8653 | 6349.7206 | 12842.6201 | 7054.602 | 7606.5728 | 15604.1342 | 9959.7395 | 7979.2107 | 6349.7206 | 13049.2461 | 25398.3458 | 10373.1158 | 12751.9051 | 24.6863 | 1278.4761 | 795.1695 | 1315.9385 | 1870.1916 | 3121.9423 | 3529.4563 | 4.0666 | 4660.4374 | 1057.3495 | 675.7327 | 1183.858 | 1723.7975 | 3004.4084 | 3148.9121
Malawi | -1123.0309 | 5463.9979 | 7143.8675 | 5463.9979 | [9 empty] | 13.2759 | [6 empty] | 3.0365 | 3763.0421 | 853.4801 | 538.7154 | 953.9055 | 1388.5837 | 2418.9389 | 2542.038
Malaysia | 277.3619 | 3818.8643 | 6348.4606 | 4181.5525 | 4751.6329 | 9633.6704 | 6557.0585 | 5592.677 | 3818.8643 | 8393.4185 | 15611.6447 | 6688.9133 | 7978.8528 | 11.7275 | 771.3486 | 472.661 | 778.9191 | 1101.1996 | 1811.579 | 2068.3852 | 2.1347 | 2734.631 | 611.1697 | 377.7759 | 680.9992 | 990.1274 | 1722.9892 | 1815.7669
Mali | 8149.2496 | 3698.25 | 3965.8837 | 3698.25 | [9 empty] | 7.0894 | [6 empty] | 2.5312 | 2962.3458 | 684.8944 | 444.4147 | 766.1742 | 1117.2881 | 1949.4864 | 2047.0514
Malta | 106.8958 | 2405.388 | 2405.388 | 2790.5907 | 4028.6466 | 7870.6355 | 5734.1934 | 4075.1868 | 3383.939 | 7446.7406 | 14066.8899 | 6039.6108 | 7195.8388 | 4.0517 | 642.9234 | 394.5181 | 673.1064 | 973.3183 | 1640.9068 | 1840.5015 | 1.9584 | 2513.1481 | 568.7839 | 356.2111 | 634.0222 | 922.7758 | 1607.0945 | 1693.8282
Mauritania | 8283.9278 | 3845.7324 | 4510.454 | 3845.7324 | 5093.4174 | 10089.2261 | 6912.263 | 4972.2281 | 4476.5327 | 9041.9796 | 17304.7561 | 7346.7747 | 9093.6307 | 8.1495 | 832.0603 | 517.9152 | 868.1434 | 1250.5652 | 2101.5218 | 2374.9929 | 2.6644 | 3106.8852 | 718.922 | 467.1826 | 804.5336 | 1173.3035 | 2047.3545 | 2149.0366
Mauritius | 1185.7021 | 4123.1611 | 8119.2069 | 4619.0228 | 5074.1851 | 10335.3973 | 6936.2316 | 5712.7872 | 4123.1611 | 8959.9115 | 16924.9718 | 7150.3023 | 8686.2787 | 15.2092 | 828.644 | 515.377 | 847.8736 | 1206.2865 | 2003.8136 | 2266.3307 | 2.3853 | 3009.9748 | 680.1489 | 426.4142 | 759.0317 | 1104.5814 | 1923.6375 | 2024.6741
Mexico | 11945.1356 | 3570.1987 | 11008.5242 | 3570.1987 | 4250.0266 | 9387.052 | 5738.553 | 4745.8749 | 4718.4313 | 7362.5192 | 13564.4627 |  |  | 21.0063 | 682.2475 | 467.7972 | 687.9182 | 981.5746 | 1622.0156 |  | 2.005 | 2225.7853 | 531.7563 | 390.3576 | 599.8265 | 879.1501 | 1543.9127 | 1597.2574
Moldova | 40.7455 | 3174.5826 | 3174.5826 | 4497.5174 | [9 empty] | 5.549 | [6 empty] | 3.3279 | 4182.8069 | 901.6732 | 536.8981 | 1004.1656 | 1455.5758 | 2526.9924 | 2659.9003
Mongolia | 14349.528 | 4412.6262 | 6734.4461 | 4412.6262 | [9 empty] | 12.4789 | [6 empty] | 2.7937 | 3129.8109 | 735.0132 | 532.6304 | 829.8012 | 1214.5726 | 2130.7793 | 2200.7613
Morocco | 1749.332 | 3078.9845 | 3963.5228 | 3078.9845 | 4397.9641 | 9677.1857 | 6091.2935 | 4184.2928 | 5020.7684 | 7996.8036 | 15316.8695 | 6470.7552 | 7955.1863 | 7.0848 | 708.5258 | 490.7737 | 750.5792 | 1090.705 | 1852.0263 | 2048.4688 | 2.3266 | 2663.1255 | 626.3456 | 454.5251 | 706.6091 | 1034.4365 | 1815.0314 | 1876.0212
Mozambique | 4738.5531 | 4639.3147 | 7542.6549 | 4873.3911 | 5570.3034 | 11239.2645 | 7452.0816 | 6096.2307 | 4639.3147 | 9656.7138 | 18308.1393 | 7756.2311 | 9526.8837 | 14.0524 | 916.7703 | 565.6887 | 931.9514 | 1325.5578 | 2198.5735 | 2509.7907 | 2.6975 | 3261.0693 | 743.0976 | 472.9943 | 830.5363 | 1209.6019 | 2108.1813 | 2215.2495
Myanmar | 2119.0975 | 4294.1914 | 5759.1307 | 4437.966 | 5275.2082 | 10705.587 | 7124.8503 | 6025.92 | 4294.1914 | 9163.7757 | 17195.5341 | 7327.2282 | 8947.1081 | 10.5803 | 864.3521 | 533.0964 | 874.3821 | 1237.1114 | 2039.626 | 2332.5248 | 2.4047 | 3029.114 | 686.2882 | 431.5877 | 766.0809 | 1115.0797 | 1942.2632 | 2043.9354
Namibia | 7605.5915 | 3971.1136 | 5640.0271 | 3971.1136 | 4527.2676 | 9147.2761 | 6148.063 | 4884.5277 | 4008.4213 | 7932.5831 | 14809.9271 | 6453.531 | 8096.7222 | 10.3484 | 731.4942 | 461.9969 | 746.1146 | 1067.5732 | 1772.8168 | 2025.8356 | 2.2507 | 2562.279 | 597.833 | 392.9405 | 668.9042 | 976.2754 | 1704.7696 | 1789.8238
Nepal | -549.6584 | 3419.8989 | 5430.6609 | 3419.8989 | [9 empty] | 9.9408 | [6 empty] | 2.3459 | 2312.8215 | 558.1646 | 412.989 | 630.1748 | 924.2765 | 1624.0039 | 1679.4322
Netherlands | 538.2482 | 2929.7239 | 2929.7239 | 3015.0423 | 4400.5664 | 9862.7008 | 6440.0996 | 4108.7344 | 5190.6455 | 8508.508 | 16584.0927 | 6705.4982 | 7303.2747 | 5.0724 | 708.9881 | 482.5894 | 766.2187 | 1116.4632 | 1914.836 | 2067.3434 | 2.6844 | 3003.9939 | 660.6932 | 462.6838 | 743.7643 | 1083.9109 | 1896.5043 | 1954.1578
New Zealand | 15612.1609 | 4297.1887 | 11978.0434 | 4700.6637 | 4297.1887 | 9689.6416 | 5739.2906 | 5370.4972 | 4586.3317 | 7301.7219 | 13268.3555 |  |  | 22.9516 | 690.625 | 475.9625 | 678.7822 | 961.3185 | 1569.9427 |  | 2.4555 | 2136.6178 | 508.2585 | 371.2021 | 572.9233 | 839.4368 | 1473.7336 | 1525.6186
Nicaragua | 1898.9865 | 4487.4609 | 16374.9615 | 4487.4609 | 5007.6906 | 11254.1815 | 6737.5781 | 5288.4655 | 5569.7457 | 8788.1981 | 16756.2995 |  |  | 31.7737 | 816.8325 | 566.4789 | 843.8219 | 1212.6508 | 2036.386 |  | 3.0345 | 2887.8441 | 678.6688 | 492.3774 | 765.9757 | 1121.2605 | 1967.2656 | 2032.3953
Niger | 6147.5056 | 3679.5257 | 4419.4173 | 3679.5257 | [9 empty] | 7.9723 | [6 empty] | 2.6152 | 2951.417 | 684.8646 | 448.4139 | 766.6498 | 1118.4509 | 1952.4275 | 2048.1942
Nigeria | -13431.5039 | 4048.8948 | 4943.4976 | 4048.8948 | 5195.179 | 10305.4842 | 7079.553 | 5346.4169 | 4391.7838 | 9220.6942 | 17580.5266 | 7435.2961 | 9015.0032 | 8.9925 | 850.1364 | 521.488 | 878.8851 | 1259.1999 | 2105.3052 | 2385.5716 | 2.6088 | 3163.2923 | 719.4457 | 456.803 | 803.8247 | 1170.5191 | 2039.7971 | 2144.0185
Norway | 19881.9729 | 2390.4823 | 2586.4752 | 2390.4823 | 3719.6778 | 8066.9866 | 5335.4981 | 3521.078 | 4251.4416 | 6942.6742 | 13132.6433 | 5643.3366 | 6758.3339 | 4.4042 | 588.0408 | 403.5426 | 624.03 | 908.8341 | 1545.0699 | 1708.8259 | 3.1986 | 2259.2765 | 525.7373 | 377.3131 | 591.9571 | 865.9215 | 1518.3985 | 1571.8875
Oman | 2297.723 | 3046.8639 | 3664.8972 | 3046.8639 | 4072.0136 | 8300.2312 | 5621.9002 | 4605.1423 | 3549.7859 | 7188.6095 | 13222.669 | 5835.5385 | 7337.221 | 6.5035 | 650.6267 | 414.9264 | 662.1054 | 944.0956 | 1559.9081 | 1781.9546 | 1.8783 | 2241.5412 | 523.7912 | 342.3561 | 585.3041 | 854.2532 | 1491.4329 | 1568.7956
Pakistan | -7059.1567 | 3698.9116 | 5511.6726 | 3698.9116 | 4874.054 | 10973.5558 | 6533.5698 | 5296.4849 | 5367.3221 | 8465.345 | 15941.3862 | 6799.1698 | 8641.6925 | 10.0986 | 793.0945 | 552.2985 | 815.0878 | 1165.3099 | 1941.4314 | 2182.5817 | 2.4093 | 2691.0507 | 640.2777 | 468.9256 | 722.9335 | 1059.2135 | 1859.6524 | 1921.6493
Panama | 249.4322 | 4020.2187 | 13138.8654 | 4569.0794 | 5015.0167 | 9917.908 | 7017.2313 | 5343.0143 | 4020.2187 | 9128.1593 | 17434.7097 | 7272.434 | 8389.884 | 25.2807 | 818.1339 | 491.2919 | 847.6167 | 1213.1963 | 2031.3634 | 2283.195 | 2.5032 | 3184.9523 | 701.306 | 426.9334 | 781.2437 | 1134.4734 | 1972.2745 | 2077.5622
Paraguay | 2557.9968 | 6394.3873 | 19869.0321 | 6394.3873 | [9 empty] | 38.7842 | [6 empty] | 3.3064 | 4094.7501 | 916.1678 | 570.1026 | 1023.2972 | 1487.9544 | 2589.7828 | 2721.8253
Peru | 18718.5299 | 4854.4564 | 17615.1487 | 4854.4564 | 5228.6914 | 11655.2193 | 6892.1663 | 5544.9918 | 5810.1608 | 8954.3236 | 16949.3655 |  |  | 34.262 | 856.0893 | 590.4286 | 874.4367 | 1250.947 | 2085.4197 |  | 3.2466 | 2877.5025 | 687.5705 | 505.3608 | 776.8394 | 1138.5196 | 1999.3149 | 2065.0485
Philippines | -4373.821 | 4150.2201 | 8101.842 | 4150.2201 | 4712.9474 | 10718.2414 | 6307.2647 | 5612.0389 | 5039.6172 | 8091.1238 | 14992.7982 | 6455.9219 | 8198.9815 | 15.1743 | 764.4768 | 531.1549 | 768.8426 | 1091.0431 | 1797.762 | 2035.0705 | 2.3996 | 2480.6762 | 586.6241 | 427.0749 | 661.7222 | 969.1054 | 1700.8537 | 1758.8496
Portugal | 950.3478 | 2530.5606 | 2905.3774 | 2530.5606 | 3803.6263 | 8332.69 | 5376.792 | 3655.5243 | 4348.6759 | 7017.8224 | 13285.32 | 5710.3074 | 7006.6313 | 5.025 | 602.9527 | 419.8734 | 638.8342 | 930.88 | 1582.4007 | 1749.1115 | 2.0162 | 2274.9064 | 536.5029 | 389.2491 | 604.6552 | 885.358 | 1553.6091 | 1607.8711
Puerto Rico | 85.9028 | 3091.4166 | 9731.1207 | 3091.4166 | 3731.7232 | 8277.9764 | 5245.2404 | 3927.328 | 4196.9151 | 6792.8845 | 12679.695 | 5509.049 | 6825.3553 | 18.4433 | 590.1804 | 413.0148 | 614.5144 | 890.2396 | 1499.2627 | 1668.2647 | 1.8396 | 2127.5212 | 503.167 | 366.0468 | 566.9604 | 830.3706 | 1457.4178 | 1508.7756
Qatar | -105.9347 | 3212.5948 | 3466.4888 | 3212.5948 | 4380.4886 | 8881.6757 | 6075.1824 | 4989.2144 | 3666.3101 | 7788.1366 | 14459.3227 | 6259.7853 | 7620.7009 | 6.1173 | 705.4217 | 440.0873 | 718.7102 | 1022.2403 | 1690.0914 | 1923.731 | 2.0275 | 2508.7825 | 571.0995 | 361.7518 | 637.1424 | 927.866 | 1616.9264 | 1702.4617
Russia | 122595.9281 | 3915.4783 | 5417.0362 | 3915.4783 | 5280.4388 | 11268.9574 | 7163.3041 | 5351.2314 | 5809.956 | 9263.7306 | 17457.3814 | 7460.6275 | 8813.7279 | 9.9143 | 865.2812 | 560.5869 | 885.2669 | 1258.0815 | 2081.087 | 2384.125 | 3.5792 | 3009.4492 | 689.1901 | 488.805 | 776.5845 | 1134.5624 | 1987.602 | 2054.3472
Rwanda | -914.6761 | 4767.0056 | 6140.3514 | 4767.0056 | [9 empty] | 11.3224 | [6 empty] | 2.8532 | 3576.0407 | 795.0736 | 490.4048 | 886.9866 | 1289.0741 | 2242.6113 | 2359.4434
Saudi Arabia | 13546.6176 | 2898.9199 | 3324.1574 | 2898.9199 | 4031.8702 | 8086.8405 | 5590.1907 | 4341.9061 | 3612.5829 | 7147.9406 | 13147.9453 | 5838.2924 | 7271.6257 | 5.8402 | 643.496 | 405.5093 | 657.8295 | 938.2659 | 1550.9296 | 1780.4847 | 1.9352 | 2228.9188 | 521.1016 | 342.4981 | 582.5222 | 850.3376 | 1484.9897 | 1560.7991
Senegal | -104.1815 | 3936.5959 | 4760.1313 | 3936.5959 | 4947.9856 | 9794.1978 | 6804.1862 | 4890.4482 | 4227.2765 | 8908.5094 | 17093.1898 | 7201.2146 | 8766.8499 | 8.6356 | 806.227 | 499.3648 | 844.5368 | 1218.5622 | 2054.0538 | 2305.8303 | 2.5539 | 3095.9476 | 707.5083 | 451.4402 | 790.6769 | 1151.8142 | 2007.8104 | 2110.2916
Serbia | 182.1691 | 2910.3458 | 2910.3458 | 4187.0479 | 5773.6536 | 11291.8073 | 8102.9672 | 5765.3504 | 4572.7 | 10662.8811 | 20804.2108 | 8433.0925 | 9458.8423 | 5.0346 | 952.8918 | 562.8014 | 1004.386 | 1443.8592 | 2438.8377 | 2711.6202 | #N/A | 3923.3076 | 851.8129 | 511.3117 | 948.9123 | 1376.3255 | 2390.5655 | 2516.3816
Seychelles | -3.3434 | 3949.9519 | 6687.3729 | 4174.9226 | 4842.7771 | 9812.5577 | 6685.6683 | 5383.4132 | 3949.9519 | 8639.0876 | 16310.5557 | 6903.2086 | 8330.7071 | 12.3872 | 787.5387 | 488.8763 | 809.8293 | 1154.6817 | 1922.1577 | 2168.8923 | #N/A | 2903.0691 | 654.8265 | 409.4931 | 730.4927 | 1062.8952 | 1850.802 | 1948.6965
Sierra Leone | -117.7501 | 4924.9919 | 5987.7996 | 5080.6643 | 6076.0699 | 12012.2456 | 8336.576 | 6020.2944 | 4924.9919 | 10992.9141 | 21478.8587 | 8745.6729 | 10242.8964 | 11.0254 | 1006.6104 | 608.5283 | 1058.9972 | 1523.6812 | 2573.5084 | 2868.7419 | 3.2333 | 4020.0715 | 892.8147 | 550.7955 | 996.5566 | 1448.1896 | 2519.3199 | 2648.8259
Somalia | 4708.2686 | 3702.5423 | 5264.1319 | 3702.5423 | 4640.8368 | 9437.2219 | 6329.5426 | 5116.4332 | 4004.5808 | 8144.1958 | 15203.7486 | 6578.4818 | 8193.0181 | 9.6167 | 751.6677 | 474.0877 | 767.888 | 1093.8267 | 1811.9272 | 2065.7211 | 2.2334 | 2637.1643 | 610.1552 | 395.64 | 682.1063 | 994.7575 | 1735.7266 | 1824.0545
South Africa | 10054.9139 | 3967.002 | 5852.1094 | 4062.9334 | 4593.1597 | 9261.7644 | 6215.6716 | 5139.0909 | 3967.002 | 7984.9128 | 14812.5891 | 6479.3348 | 8094.4786 | 10.7613 | 743.1987 | 464.4035 | 750.0981 | 1067.9495 | 1762.0071 | 2026.5464 | 2.1553 | 2549.6529 | 591.4227 | 384.3499 | 661.1451 | 964.3841 | 1682.9878 | 1768.9033
Spain | 3011.8715 | 2121.9366 | 2406.8357 | 2121.9366 | 3394.6029 | 7359.9774 | 4858.095 | 3379.3134 | 3876.8411 | 6271.7329 | 11630.0206 | 5140.1045 | 6302.3439 | 4.0545 | 530.2972 | 367.0956 | 555.1755 | 806.5522 | 1361.2701 | 1521.0709 | 1.7266 | 1936.2342 | 458.8093 | 333.8482 | 516.6223 | 756.7596 | 1328.3369 | 1376.3233
Sri Lanka | 87.135 | 4215.6918 | 7718.7824 | 4215.6918 | 4900.8778 | 11128.4815 | 6594.2517 | 5407.3931 | 5344.902 | 8558.4168 | 16182.7279 | 6837.8682 | 8645.2184 | 14.4057 | 797.8592 | 558.4291 | 821.6291 | 1176.0122 | 1964.4842 | 2194.1019 | 2.4823 | 2751.9348 | 650.2272 | 472.899 | 733.8333 | 1074.593 | 1885.7968 | 1949.1573
Sudan | 15561.2243 | 3707.5751 | 5147.5546 | 3707.5751 | 4715.0232 | 9474.7575 | 6438.4469 | 4965.3998 | 4172.404 | 8299.5721 | 15541.6555 | 6729.9898 | 8315.6583 | 9.3897 | 764.8456 | 478.0468 | 785.5886 | 1119.9545 | 1857.4799 | 2122.9363 | 2.3804 | 2706.9178 | 626.2362 | 408.3138 | 700.4814 | 1021.6831 | 1783.1355 | 1871.9652
Suriname | 2054.6751 | 4222.6987 | 13073.6015 | 4513.7036 | 5071.8468 | 10084.3808 | 7012.4815 | 5243.8686 | 4222.6987 | 9149.0901 | 17515.9269 | 7335.1117 | 8709.6203 | 25.1498 | 828.2287 | 506.6213 | 861.2415 | 1236.4903 | 2075.4385 | 2332.8412 | 2.6115 | 3183.1133 | 714.3302 | 446.8767 | 797.2855 | 1159.7384 | 2019.2391 | 2123.5526
Swaziland | 38.1715 | 4282.6996 | 6794.1611 | 4282.6996 | [9 empty] | 12.5951 | [6 empty] | 2.1841 | 2758.5116 | 632.6891 | 402.7562 | 706.4844 | 1029.3443 | 1794.3117 | 1888.5633
Sweden | 5097.8057 | 2334.6195 | 2585.8362 | 2334.6195 | 3589.5754 | 7760.268 | 5190.8861 | 3411.3089 | 4100.4533 | 6740.4424 | 12704.5232 | 5481.4569 | 6509.3598 | 4.4029 | 564.9305 | 386.3059 | 599.0891 | 872.4308 | 1482.6179 | 1640.6069 | 3.0286 | 2179.2695 | 505.0163 | 361.125 | 568.3129 | 831.0893 | 1456.996 | 1508.8488
Switzerland | -180.3029 | 2078.7938 | 2156.3869 | 2078.7938 | [9 empty] | 3.5669 | [6 empty] | 2.0368 | 1998.858 | 466.6926 | 335.6096 | 525.0992 | 768.3407 | 1347.5716 | 1396.2943
Syria | -359.9007 | 3346.2185 | 3346.2185 | 3658.7381 | 4907.5643 | 9689.6251 | 6855.8806 | 5019.4081 | 4075.3639 | 8945.6232 | 17127.178 | 7169.2293 | 8396.4694 | 5.8831 | 799.0469 | 485.0315 | 833.8187 | 1198.5755 | 2014.7693 | 2260.5489 | 2.5494 | 3122.4663 | 696.1673 | 432.1441 | 776.5058 | 1128.9053 | 1964.6849 | 2067.079
Tajikistan | 320.8267 | 4867.234 | 5267.1032 | 4867.234 | [9 empty] | 9.6225 | [6 empty] | 3.171 | 3819.8461 | 853.306 | 532.2733 | 952.9934 | 1385.7164 | 2412.076 | 2534.2866
Tanzania | 486.5131 | 4431.0483 | 6304.6163 | 4431.0483 | 5359.9136 | 10847.3963 | 7251.5373 | 5887.6118 | 4463.5846 | 9369.4608 | 17707.7272 | 7505.7216 | 9155.9213 | 11.6421 | 879.3985 | 543.8239 | 898.253 | 1275.5455 | 2113.54 | 2407.1264 | #N/A | 3143.7671 | 714.0975 | 452.7511 | 797.7493 | 1161.5549 | 2024.0072 | 2127.6071
Thailand | 935.2663 | 3742.3641 | 5141.788 | 3810.0425 | 4563.0571 | 9313.3737 | 6210.5394 | 5493.2186 | 3742.3641 | 7911.7477 | 14531.2285 | 6350.0881 | 7858.1915 | 9.3785 | 737.8516 | 459.633 | 737.1079 | 1040.553 | 1701.6155 | 1959.5089 | 1.9421 | 2480.6039 | 567.6217 | 359.8669 | 633.2608 | 922.4903 | 1607.7606 | 1693.78
Togo | -319.7535 | 4260.046 | 5102.8322 | 4260.046 | 5312.9055 | 10564.4607 | 7277.2773 | 5442.5754 | 4381.0383 | 9522.713 | 18317.8063 | 7640.0819 | 9195.7303 | 9.3027 | 871.0483 | 534.893 | 907.4386 | 1304.1732 | 2192.6499 | 2461.6648 | 2.671 | 3342.8882 | 754.866 | 473.5405 | 842.8849 | 1226.5409 | 2135.993 | 2246.6696
Trinidad & Tobago | 486.2078 | 3989.0701 | 11711.6692 | 4328.0145 | 4912.5303 | 9717.0968 | 6867.7787 | 5123.0445 | 3989.0701 | 8956.1718 | 17143.9254 | 7160.5629 | 8375.1126 | 22.4171 | 799.929 | 485.0753 | 833.2967 | 1197.0571 | 2011.5815 | 2254.1813 | 2.4689 | 3130.2874 | 695.668 | 428.0864 | 775.4738 | 1126.9657 | 1960.454 | 2064.4534
Tunisia | 1332.4157 | 2569.15 | 2569.15 | 2844.0578 | 4103.799 | 8067.013 | 5820.9135 | 4115.4561 | 3554.4029 | 7559.4922 | 14284.5921 | 6132.6456 | 7301.072 | 4.3705 | 656.2728 | 404.5331 | 686.5712 | 991.8391 | 1670.4405 | 1876.8168 | 2.1281 | 2545.7849 | 577.1277 | 365.8129 | 643.9515 | 937.5861 | 1633.7972 | 1719.0208
Turkey | 1200.5677 | 2574.9068 | 2574.9068 | 2928.186 | 4190.7284 | 8153.73 | 5904.4046 | 4335.4783 | 3515.6235 | 7632.9743 | 14321.9818 | 6192.979 | 7370.5132 | 4.3817 | 671.7143 | 407.1483 | 695.0222 | 998.5303 | 1669.3576 | 1893.6786 | 1.9792 | 2538.7161 | 573.9129 | 359.0177 | 639.7305 | 930.9974 | 1621.2954 | 1708.7364
Turkmenistan | 3611.0516 | 5184.0163 | 5184.0163 | 5200.8279 | [9 empty] | 9.4607 | [6 empty] | 3.4254 | 4244.9801 | 942.0188 | 580.951 | 1051.6639 | 1528.1713 | 2658.3493 | 2794.3041
Uganda | -3390.0803 | 4658.7713 | 6283.0398 | 4658.7713 | [9 empty] | 11.6001 | [6 empty] | 2.8509 | 3440.5286 | 779.6207 | 493.4998 | 871.2014 | 1268.2539 | 2209.6263 | 2321.66
Ukraine | 2483.2431 | 2685.3132 | 2685.3132 | 3841.6364 | 5320.8407 | 10322.5292 | 7579.1914 | 5518.7585 | 4139.5912 | 9893.414 | 19078.9869 | 7811.8038 | 8514.8106 | 4.5966 | 872.4579 | 504.9848 | 911.1732 | 1303.3263 | 2187.6751 | 2447.9194 | 2.7833 | 3570.211 | 763.2025 | 448.4202 | 848.6198 | 1229.1839 | 2132.5255 | 2247.9604
United Arab Emirates | -67.7613 | 3010.1083 | 4361.5553 | 3010.1083 | 4126.8146 | 9321.7864 | 5654.7324 | 4635.972 | 4547.1238 | 7281.6473 | 13514.5813 | 5863.4452 | 7453.3943 | 7.8597 | 660.3611 | 465.2607 | 678.0261 | 971.7063 | 1617.9814 | 1814.0208 | 1.883 | 2236.1171 | 534.0461 | 391.6188 | 602.3716 | 882.8375 | 1550.2952 | 1604.0511
United Kingdom | 10197.4848 | 2097.8579 | 2463.6501 | 2097.8579 | 3354.5819 | 7229.5687 | 4884.4578 | 3162.453 | 3859.3371 | 6326.9752 | 11853.6391 | 5175.2858 | 6196.215 | 4.1651 | 523.1882 | 360.1456 | 555.2565 | 810.4214 | 1378.9671 | 1526.8345 | 2.7628 | 2011.3709 | 469.9185 | 338.1229 | 528.7799 | 773.7615 | 1357.1253 | 1406.1019
United States | 82276.395 | 3081.0878 | 9273.562 | 3081.0878 | 4011.4438 | 8625.2473 | 5521.825 | 4361.1075 | 4448.9698 | 7050.2418 | 12870.1659 | 5749.5855 | 7055.1226 | 17.5253 | 639.8676 | 426.4153 | 645.9185 | 919.6002 | 1511.9182 | 1743.5863 | 2.1163 | 2102.6391 | 495.9548 | 360.3147 | 558.7272 | 818.177 | 1435.8736 | 1486.4559
Uruguay | 2472.0726 | 4686.008 | 16123.654 | 4686.008 | 4897.5408 | 10991.2994 | 6654.3489 | 5290.484 | 5348.4155 | 8667.7955 | 16474.2826 | 6920.2905 | 8493.4652 | 31.2694 | 797.2664 | 548.7823 | 822.8041 | 1181.0529 | 1979.253 | 2207.725 | 2.5472 | 2843.2082 | 660.4738 | 473.8994 | 744.7058 | 1089.157 | 1909.5847 | 1973.8894
Uzbekistan | 1176.474 | 5291.8201 | 5296.6141 | 5291.8201 | [9 empty] | 9.6799 | [6 empty] | 3.4721 | 4305.0772 | 951.7474 | 584.4755 | 1062.2728 | 1543.1036 | 2683.6514 | 2821.1401
Venezuela | 6407.9814 | 4871.0887 | 16701.2995 | 4871.0887 | 5478.6069 | 12212.7969 | 7393.656 | 5542.7516 | 6076.8104 | 9707.9106 | 18724.9341 | 7750.7948 | 9459.0617 | 32.4284 | 900.4821 | 615.9755 | 940.2736 | 1352.8915 | 2278.767 | 2534.3558 | 3.1671 | 3295.0669 | 764.1027 | 548.7164 | 862.2443 | 1260.9131 | 2210.6393 | 2282.6688
Vietnam | 32.8435 | 4533.8068 | 6633.0074 | 5055.196 | 5740.4393 | 11689.4093 | 7780.5334 | 6641.2851 | 4533.8068 | 10024.3354 | 18967.4094 | 7935.2283 | 9398.464 | 12.2814 | 946.9918 | 576.5954 | 957.8249 | 1351.562 | 2230.158 | 2539.4534 | 2.6981 | 3400.6963 | 753.6339 | 462.807 | 840.3366 | 1220.9488 | 2123.5998 | 2235.2146
West Bank | 41.211 | 3006.1303 | 3048.6613 | 3006.1303 | [9 empty] | 5.3039 | [6 empty] | #N/A | 2468.2084 | 574.1861 | 372.2548 | 641.6055 | 935.9764 | 1633.3305 | 1718.3176
Yemen | 2045.9707 | 4031.8903 | 4989.2773 | 4031.8903 | 5051.2402 | 10256.3631 | 6803.5149 | 5278.687 | 4413.1675 | 8830.1926 | 16725.0428 | 7149.5208 | 9036.8068 | 9.0816 | 824.5683 | 523.6843 | 851.8477 | 1219.0475 | 2033.8676 | 2306.0278 | 2.5241 | 2945.063 | 687.8158 | 450.9776 | 770.0303 | 1123.7975 | 1962.0809 | 2059.5004
Zambia | 4136.0024 | 4757.8875 | 7134.8105 | 4757.8875 | [9 empty] | 13.2583 | [6 empty] | 2.7095 | 3270.5634 | 747.9316 | 477.8947 | 836.1532 | 1218.1263 | 2123.5227 | 2231.0628
Zimbabwe | 1641.8764 | 42327.672 | 68656.4933 | 42327.672 | [9 empty] | 136.6724 | [6 empty] | 25.9198 | 28657.9615 | 6462.4119 | 4130.873 | 7256.3297 | 10560.5197 | 18400.9402 | 19218.1119
Net | 930422.7164

## Carrier_properties
Carrier properties
|  | Ammonia |  | Formic acid | MeOH | DBT | NaBH4 |  | DME | OME | LNG | LH2 | Hydrogen | CO2 | HFO
|  | NH3 (l) |  | HCOOH | CH3OH (l) | C21H20 (l) | NaBH4 (s) |  | C2H6O (l) | CH3O(CH2O)nCH3 n=1 | CH4 (l) | H2 (l) | H2 (g) | CO2 (l)
[6 empty] | dibenzyltoluene |  |  | OME with n=0 | Oxymethylene ether
Pressure | [bar] | [11 empty] | 70 | 7
H2 mass% |  | 0.17763 |  | 0.043811 | 0.12587 | 0.062 | 0.21277 | includes H2 that is generated through hydrolysis (H2 content from water) | 0.13134 | 0.10602 | 0.33511 | 1 | 1 | 0
Density | [t/m3] | 0.6826 |  | 1.22 | 0.792 | 0.871 | 1.07 |  | 0.735 | 0.87 | 0.45 | 0.07099 | 0.008 | 1.156
molar mass | [g/mol] | 17.024 |  | 46.016 | 32.032 | 272.391 | 37.832 |  | 46.048 | 76.064 | 16.032 | 2.016 | 2.016 | 44
Energy density (LHV) | [kwh/kg] | 5.1794 |  | 1.4604 | 5.54 | 2.0667 | 7.0922 |  | 8.03 | 6.5 | 13.5 | 33.3333 | 33.3333 |  | 10.38
Energy density (HHV) | [kwh/kg] | 6.25 |  |  | 6.39 |  |  |  | 8.81 |  | 15.33 |  |  |  | 11.61
Sources | [5 empty] | Hydrogenious Technologies (2015): Hydrogen storage and distribution via liquid organic carriers.
CO2 ratio back
|  |  | re-density if all back | 1.1666 | 1.0879 | [5 empty] | 1.235
|  |  | actual density | 1.156 | 1.156 | [5 empty] | 1.156
Refill after shipping back CO2 |  |  | lose | 0.9044% | 0% | [5 empty] | 6.399%

## Sources
Sources
Sheet | Technology | Parameter | Source
Electricity | Solar PV | Investment and OPEX, lifetime | ETIP PV (2017): The True Competitiveness of Solar PV
Electricity | Onshore wind | Investment and OPEX, lifetime | Agora (2017): The Future Cost of Electricity Based Synthetic Fuels. Electronic appendix: Model
Electricity | Offshore wind | Investment and OPEX, lifetime | Agora (2017): The Future Cost of Electricity Based Synthetic Fuels. Electronic appendix: Model
HV DC grid | HV DC | Investment, O&M, losses, lifetime | DII (2014): Desert Power: Getting Connected
Pipeline | Pipeline | Investment, O&M, losses, lifetime | M. Robinius et al. (2018): Comparative Analysis of Infrastructures: Hydrogen Fueling and Electric Charging of Vehicles
| Pipeline | Investment | ECN (2017): Verkenning Energie-functionaliteit Energie Eilanden Noordzee
| Pipeline | Lifetime | Gasunie experience
Carriers | General | FLH | 8000 as a general assumption
Carriers | General | OPEX | 3% of CAPEX as a general assumption
Carriers | General | Lifetime | 20 years as a general assumption
Carriers | H2 alk | Investment costs, energy req | Kalavasta (2018): ISPT integral comparison CO2 reduction options
Carriers | H2 PEM | Investment costs, energy req | Kalavasta (2018): ISPT integral comparison CO2 reduction options
Carriers | N2 | Investment cost, energy req, FLH | E.R. Morgan (2013): Techno-Economic Feasibility Study of Ammonia Plants Powered by Offshore Wind
Carriers | N2 |  | Oxford Institute of Energy Studies (2015): Analysis of Islanded Ammonia-based Energy Storage Systems
Carriers | CO2 | Investment costs, energy req | Kalavasta (2018): Carbon Neutral Aviation
Carriers | NH3 | Investment cost, energy req, FLH | E.R. Morgan (2013): Techno-Economic Feasibility Study of Ammonia Plants Powered by Offshore Wind
Carriers | FA | Investment cost | VTT (2017): BioCO2-project workshop
Carriers | FA | Energ req | M. Pérez-Fortes et al. (2016): Formic acid synthesis using CO2 as raw material: Techno-economic and environmental evaluation and market potential. International journal of hydrogen energy, 41, 16444-16462
Carriers | FA | Energ req | JRC (2016): Techno-economic and environmental evaluation of CO2 utilisation for fuel production
Carriers | MeOH | Investment | D. Belotti et al. (2017): Feasibility study of methanol production plant from hydrogen and captured carbon dioxide. Journal of CO2 Utilization 27,132-138
Carriers | MeOH | Energy req | CRI (2015): Power and CO2 emissions to methanol
Carriers | MeOH | Energy req | E. Simões Van-Dal and C. Bouallou (2013): Design and simulation of a methanol production plant from CO2 hydrogenation. Journal of Cleaner Production, 57, 38-45.
Carriers | DBT | Investment, energy req | M. Reuss et al. (2017): Seasonal storage and alternative carriers: a flexible hydrogen supply chain model. Applied Energy 200, 290-302
Carriers | DBT | Energy req | D. Teichmann et al. (2012): Liquid Organic Hydrogen Carriers as an efficient vector for the transport and storage of renewable energy. International Journal of Hydrogen Energy 37, 18118-18132
Carriers | DBT | m% and purchasing cost | Hydrogenious Technologies (2015): Hydrogen storage and distribution via liquid organic carriers.
Carriers | NaBH4 | Investment, O&M | H2-fuel (2018): Private communication, data based on undisclosed documents and research carried out by Delft Technical University
Carriers | NaBH4 | Energy req | assumption ~30% losses on theoretical minimum of 181 MJ/ 4.7 kg NaBH4
Carriers | NaBH4 | Purchasing cost, refilling | H2-fuel (2016): H2fuel drager van waterstofenergie
Carriers | DME | Investment | R. Frauzem (2017): Sustainable process design with process intensification: development and implementation of a framework for sustainable carbon capture and utilisation processes. Phd thesis.
Carriers | DME | Energy | M. Fasihi and C. Breyer (2017): Synthetic methanol and dimethyl ether production based on hybrid PV-wind power plants.
Carriers | OME | Investment | N. Schmitz et al. (2016): From methanol to the oxygenated diesel fuel poly(oxymethylene) dimethyl ether) An assessment of the production costs. Fuel 185, 67-72
Carriers | OME | Energy req | S. Deutz et al. (2018): Cleaner production of cleaner fuels: wind-to-wheel - environmental assessment of CO2-based oxymethylene ether as a drop-in fuel. Energy Environ. Sci 11
Carriers | SNG | Investment | VTT (2017): BioCO2-project workshop
Carriers | SNG | Energy req | F. Re et al. (2017): Sabatier based cycle for CO2 methanation: exergy and thermo-economic analysis. Proceedings of ASME
Carriers | LNG | Investment | Oxford Energy Institue (2014): LNG Plant Cost Escalation
Carriers | LNG | Energy req | T. Nguyen et al. (2016): Techno-economic optimisation of three gas liquefaction processes for small-scale applications. Proceedings of ECOS 2016.
Carriers | LH2 | Investment | FCH JU (2013): Integrated Design for Demonstration of Efficient Liquefaction of Hydrogen (IDEALHY)
Carriers | LH2 | Energy req | FCH JU (2013): Integrated Design for Demonstration of Efficient Liquefaction of Hydrogen (IDEALHY)
Carriers | CO2 | Investment | L.E. Oi et al. (2016): Simulation and cost comparison of CO2 liquefaction . Energy Procedia 86, 500-510
Carriers | CO2 | Energy req | U. Zahid (2015): Techno-Economic Assessment of CO2 Transport for Carbon Capture and Storage. PhD Thesis
Shipping | General | Lifetime | General assumption
Shipping | General | Availability | Hamburg Financial Research Center (2015): Martitime Investment Appraisal and Budgeting
Shipping | General | % of DWT for products | M. Fasihi et al. (2016): Techno-Economic Assessment of Power-to-Liquids (PtL) Fuels Production and Global Trading Based on Hybrid PV-Wind Power Plants. Energy Procedia 99, 243-268
Shipping | General | O&M | Average age ship OPEX, obtained from Moore Stephens (2017): Ship operating costs: current and future trends
Shipping | General | Fuel consumption | Barras (2004): Ship Design and Performance for Masters and Mates
Shipping | General | Port fees | Port of Rotterdam (2018): General Terms and conditions including port tariffs
Shipping | General | Channel fees | Wilhelmsen toll calculator (2018)
Shipping | General | Ship characteristics | DNV GL Shipping Register (2018)
Shipping | General | Ship safety class | Various MSDS
Shipping | General | Ship characteristics | Marinetraffic (2018)
Shipping | General | Ship characteristics | Auke Visser's International Super Tankers (2018)
Shipping | NH3 | Investment | LNG World Shipping (2016): Fleet profile: Qatar Gas Transport Co
Shipping | NH3 | Investment | Vopak
Shipping | NH3 | Capacity etc | Qship (2018): Deepsea Fleet. Bu Sidra
Shipping | FA | Investment, capacity, DWT | Marinelink (2016): Odffjell to build record size stainless steel chemical tankers
Shipping | MeOH | DWT, fuel | Waterfront Shipping Company (2018): Fleet. Fleet list.
Shipping | MeOH | Investment, capacity | Advanced Shipping & Trading (2018): Weekly shipping market report week 8
Shipping | MeOH | Age | K. Grover (2013): Methanol Shipping: A snapshot
Shipping | DBT | Like MeOH
Shipping | NaBH4 | Investment cost, OPEX | United States Merchant Marine Academy (2017): Economies of Scale in Container Ship Costs
Shipping | NaBH4 | Lightweight displacement | DTU (2013): Statistical Analysis and Determination of Regression Formulas for Main Dimensions of Container Ships based on HIS Fairplay Data
Shipping | NaBH4 | Ship details | DNV GL (2014): Future development of ultra large container ships. Where are the limits?
Shipping | DME | Like NH3
Shipping | OME | Like MeOH
Shipping | LNG | Investment cost, capacity | averages for class from | LNG World Shipping (2016): Fleet profile: Qatar Gas Transport Co
Shipping | LNG | DWT, GT | Marinetraffic
Shipping | LNG | Admissability | Gate Terminal (2017): List of Approved Ships for Gate LNG Terminal Rotterdam and Gate Terminal (2017): LNG Carrier Master's Marine Services Manual
Shipping | LNG | Boil off | D. Dobrota et al. (2013): Problem of Boil-off in LNG Supply Chain. Trans marit. Sci. 02, 91-100
Shipping | LNG |  | Oxford Insitute for Energy Studies (2018): The LNG Shipping Forecast: costs rebounding, outlook uncertain
Shipping | LH2 | CAPEX and OPEX | 1.25 times LNG CAPEX and OPEX respectively
Shipping | LH2 | Boil off |  | P.E. Dodds and W. McDowall (2012): A review of hydrogen delivery technologies for energy system models.
Shipping | VLCC | Investment | Vopak | Y. Takaoka et al. (2017): Introduction to a Liquefied Hydrogen Carrier for a Pilot Hydrogen Energy Supply Chain (HESC) project in Japan)
Shipping | VLCC | Ship characteristics | Auke Visser's International Super Tankers (2018)
Storage | General | Lifetime | Assumed to be 30 years
Storage | General | Energy req | Supplied by Vopak. 0.10 kWh/kg otherwise; M. Reuss et al. (2017): Seasonal storage and alternative carriers: a flexible hydrogen supply chain model. Applied Energy 200, 290-302
Storage | General | OPEX | 2.5% of CAPEX as a general assumption (Vopak); 1.5% for GH2 and NaBH4
Storage | NH3 | Investment cost | Vopak
Storage | FA | Investment cost | Vopak
Storage | MeOH | Investment cost | Vopak
Storage | DBT | Investment cost | Euro chlor (2018): The Energy Situation in Europe
Storage | NaBH4 | Investment cost | Assumed to be half of DBT
Storage | DME | Investment cost | Vopak
Storage | OME | Investment cost | Vopak
Storage | LNG | Investment cost | Vopak
Storage | LH2 | Investment cost | Vopak
Storage | GH2 | Investment cost | M. Reuss et al. (2017): Seasonal storage and alternative carriers: a flexible hydrogen supply chain model. Applied Energy 200, 290-302
Storage | GH2 | Investment cost | H21 North of England (2018)
Storage | CO2 | Investment cost | T. Suzuki et al. (2013): Conceptual Design of CO2 Transportation System for CCS. Energy Procedia 37, 2989,2996
Storage | Short term H2 | Investment, lifetime | IEA (2015): Technology Roadmap: Hydrogen and Fuel Cells. Technical Annex
Storage | Short term H2 | Investment, lifetime | similarly A. Maroufmashat (2017): Transition of Future Energy System Infrastructure through Power-to-Gas Pathways. Energies 10,
H2 retrieval | General | FLH | 8000 as a general assumption
H2 retrieval | General | OPEX | 3% of CAPEX as a general assumption
H2 retrieval | General | Lifetime | 20 years as a general assumption
H2 retrieval | NH3 | Investment | ISPT (2017): Power to Ammonia
H2 retrieval | NH3 | Energy req | includes 85% efficiency for heat requirements; DOE: Potential Roles of Ammonia in a Hydrogen Economy
H2 retrieval | FA | Investment | Assumed to be equal to DBT dehydrogenation with 0.7 scaling factor
H2 retrieval | FA | Energy req | J.J. Sims (2015): Formic Acid Decomposition on Cobalt Surfaces
H2 retrieval | FA | Energy req | M. Grasemann and G. Laurenczy (2012): Formic acid as a hydrogen source – recent developments and future trends. Energy Environ. Sci. 5, 8171
H2 retrieval | MeOH | Investment, energy req | NTNU (2016): Concepts for Large Scale Hydrogen Production
H2 retrieval | DBT | Investment, energy req | M. Reuss et al. (2017): Seasonal storage and alternative carriers: a flexible hydrogen supply chain model. Applied Energy 200, 290-302
H2 retrieval | NaBH4 | Investment | Private communication with Gerard Luttigheid, H2-fuel. Investment costs between 800 and 1500 € for 30 kW system.
H2 retrieval | DME | Investment, energy req | NTNU (2016): Concepts for Large Scale Hydrogen Production
H2 retrieval | OME | Investment, energy req | NTNU (2016): Concepts for Large Scale Hydrogen Production
H2 retrieval | LNG | Investment, energy req | NTNU (2016): Concepts for Large Scale Hydrogen Production
H2 retrieval | LH2 | Investment, energy req | M. Reuss et al. (2017): Seasonal storage and alternative carriers: a flexible hydrogen supply chain model. Applied Energy 200, 290-302
Country_details | Country parameters | Distance to NL (center to center) | Online distance calculator: distancefromto.net
Country_details | Country parameters | Part land | Rough estimate based on world map
Country_details | Country parameters | Part water | Rough estimate based on world map
Country_details | Country parameters | Port | Picked largest or significant port of country
Country_details | Country parameters | Nautical distance (from selected port to PoR) | Online distance calculator: sea-distances.org or marinetraffic.com/en/voyage-planner
Country_details | Country parameters | Traverse | Indicated on online nautical distance calculator
Country_details | Country parameters | HFO bunker | Assumed to be the same in all ports; Bunkerworld (26 Nov 2018): BW380
Country_details | Country parameters | Land area | World Bank (2017): Land Area in sq m.
Country_details | Country parameters | WACC | J. Ondraczek et al. (2014): WACC the dog: the effect of financing costs on the levelised cost of solar pv power. Renewable Energy 75, 888-898
Country_details | Demand | Population (current and future) | UN (2017): World Population. Medium Fertility rate.
Country_details | Demand | Current Energy demand per capita | World Bank (2017): World Development Indicators. 2013 data.
Country_details | Solar PV | PR | NREL (2013): Weather-corrected Performance Ratio
Country_details | Solar PV | PR is the ratio between actual electricity output and rated electricity output. It is typically between 0.7-0.95, with most of the losses coming from high temperatures
Country_details | Solar PV |  | Assumed to be 0.75 if more than 2500 FLH, 0.8 if between 2300 and 2500, 0.85 if between 2100 and 2300 and 0.9 if below 2100
Country_details | Solar PV | FLH | See solar_data sheet. NREL (2014): Solar Resources by Class and Country. Tilt.
Country_details | Onshore wind | FLH | See onshore_wind_data sheet. NREL (2014): Wind Resources by Class and Country. Integrated.
Country_details | Offshore wind | FLH | See offshore_wind_data_sheet. NREL (2014): Global Wind Potential Supply Curves by Country, Class and Depth (quantities in GW)

## Solar_data
Solar data
Country | Class | Class | KWh/m^2/day | KWh/year | MWh/year | GWh/year | TWh/year | TWh/year new eff | kwh/m2/y | Area (km2) | GWp | GWh | SY (kWh/kWp) | Energy = Productive Land * KWh/m^2/day * n * 365 days
Afghanistan | 9 | 1733.75 | 4.5 - 5 | 4186065254.01 | 4186065.254 | 4186.0653 | 4.1861 | 10.0466 | 1733.75 | 24.1446 | 7.2434 | 10046.5566 | 1387 | Productive Land = 1.5% of total land available
Afghanistan | 10 | 1916.25 | 5 - 5.5 | 558576333293.8611 | 558576333.2939 | 558576.3333 | 558.5763 | 1340.5832 | 1916.25 | 2914.945 | 874.4835 | 1340583.1999 | 1533 | n = 10% conversion efficiency
Afghanistan | 11 | 2098.75 | 5.5 - 6 | 1.3289e+12 | 1328890559.0746 | 1328890.5591 | 1328.8906 | 3189.3373 | 2098.75
Afghanistan | 12 | 2281.25 | 6 - 6.5 | 85101229778.4392 | 85101229.7784 | 85101.2298 | 85.1012 | 204.243 | 2281.25
Afghanistan | 13 | 2463.75 | 6.5 - 7 | 6003624586.8498 | 6003624.5868 | 6003.6246 | 6.0036 | 14.4087 | 2463.75 |  |  |  |  | NEW solar PV module efficiency (excludes system performance ratio)
Albania | 8 | 1551.25 | 4 - 4.5 | 1933898156.0145 | 1933898.156 | 1933.8982 | 1.9339 | 5.2215 | 1551.25 |  |  |  |  | 30% | Source: Agora/Fraunhofer (2015): Current and Future Cost of Photovolatics
Albania | 9 | 1733.75 | 4.5 - 5 | 71204925830.8324 | 71204925.8308 | 71204.9258 | 71.2049 | 192.2533 | 1733.75 | [5 empty] | Average
Albania | 10 | 1916.25 | 5 - 5.5 | 1707996637.6672 | 1707996.6377 | 1707.9966 | 1.708 | 4.6116 | 1916.25
Algeria | 9 | 1733.75 | 4.5 - 5 | 18296242326.2202 | 18296242.3262 | 18296.2423 | 18.2962 | 41.1665 | 1733.75 |  |  |  |  | Raw Source Data is shaded
Algeria | 10 | 1916.25 | 5 - 5.5 | 808835105085.5969 | 808835105.0856 | 808835.1051 | 808.8351 | 1819.879 | 1916.25 |  |  |  |  | Source: NREL (2014): Solar Resources by Class and Country. Tilt.
Algeria | 11 | 2098.75 | 5.5 - 6 | 369231211728.9993 | 369231211.729 | 369231.2117 | 369.2312 | 830.7702 | 2098.75
Algeria | 12 | 2281.25 | 6 - 6.5 | 915524418806.1958 | 915524418.8062 | 915524.4188 | 915.5244 | 2059.9299 | 2281.25
Algeria | 13 | 2463.75 | 6.5 - 7 | 5.998e+12 | 5997965681.5937 | 5997965.6816 | 5997.9657 | 13495.4228 | 2463.75
Algeria | 14 | 2646.25 | 7 - 7.5 | 52367662545.33 | 52367662.5453 | 52367.6625 | 52.3677 | 117.8272 | 2646.25
American Samoa | 11 | 2098.75 | 5.5 - 6 | 257184981.585 | 257184.9816 | 257.185 | 0.25718 | #N/A | 2098.75
Andorra | 9 | 1733.75 | 4.5 - 5 | 230276664.7712 | 230276.6648 | 230.2767 | 0.23028 | #N/A | 1733.75
Andorra | 10 | 1916.25 | 5 - 5.5 | 712639935.6205 | 712639.9356 | 712.6399 | 0.71264 | #N/A | 1916.25
Angola | 8 | 1551.25 | 4 - 4.5 | 79177067391.2336 | 79177067.3912 | 79177.0674 | 79.1771 | 190.025 | 1551.25
Angola | 9 | 1733.75 | 4.5 - 5 | 309997999595.5636 | 309997999.5956 | 309997.9996 | 309.998 | 743.9952 | 1733.75
Angola | 10 | 1916.25 | 5 - 5.5 | 938883098796.5848 | 938883098.7966 | 938883.0988 | 938.8831 | 2253.3194 | 1916.25
Angola | 11 | 2098.75 | 5.5 - 6 | 1.1576e+12 | 1157646839.1421 | 1157646.8391 | 1157.6468 | 2778.3524 | 2098.75
Angola | 12 | 2281.25 | 6 - 6.5 | 1.2234e+12 | 1223387435.1702 | 1223387.4352 | 1223.3874 | 2936.1298 | 2281.25
Angola | 13 | 2463.75 | 6.5 - 7 | 165662194273.321 | 165662194.2733 | 165662.1943 | 165.6622 | 397.5893 | 2463.75
Anguilla | 10 | 1916.25 | 5 - 5.5 | 218478974.0983 | 218478.9741 | 218.479 | 0.21848 | #N/A | 1916.25
Antarctica | 3 | 638.75 | 1.5 - 2 | 816013353.834 | 816013.3538 | 816.0134 | 0.81601 | 2.0808 | 638.75
Antarctica | 4 | 821.25 | 2 - 2.5 | 83245246041.189 | 83245246.0412 | 83245.246 | 83.2452 | 212.2754 | 821.25
Antarctica | 5 | 1003.75 | 2.5 - 3 | 838950934488.3422 | 838950934.4883 | 838950.9345 | 838.9509 | 2139.3249 | 1003.75
Antarctica | 6 | 1186.25 | 3 - 3.5 | 2.9187e+12 | 2918712741.9135 | 2918712.7419 | 2918.7127 | 7442.7175 | 1186.25
Antarctica | 7 | 1368.75 | 3.5 - 4 | 3.0763e+12 | 3076259684.056 | 3076259.6841 | 3076.2597 | 7844.4622 | 1368.75
Antarctica | 8 | 1551.25 | 4 - 4.5 | 3.9254e+12 | 3925445622.8512 | 3925445.6229 | 3925.4456 | 10009.8863 | 1551.25
Antarctica | 9 | 1733.75 | 4.5 - 5 | 1.2406e+13 | 12405818102.1826 | 12405818.1022 | 12405.8181 | 31634.8362 | 1733.75
Antarctica | 10 | 1916.25 | 5 - 5.5 | 4.0986e+12 | 4098574440.3051 | 4098574.4403 | 4098.5744 | 10451.3648 | 1916.25
Antarctica | 11 | 2098.75 | 5.5 - 6 | 2.1047e+12 | 2104715742.5016 | 2104715.7425 | 2104.7157 | 5367.0251 | 2098.75
Antarctica | 12 | 2281.25 | 6 - 6.5 | 346503688027.1298 | 346503688.0271 | 346503.688 | 346.5037 | 883.5844 | 2281.25
Antigua & Barbuda | 9 | 1733.75 | 4.5 - 5 | 688527829.126 | 688527.8291 | 688.5278 | 0.68853 | #N/A | 1733.75
Antigua & Barbuda | 10 | 1916.25 | 5 - 5.5 | 4845659.9086 | 4845.6599 | 4.8457 | 0.0048457 | #N/A | 1916.25
Argentina | 4 | 821.25 | 2 - 2.5 | 28840946531.09 | 28840946.5311 | 28840.9465 | 28.8409 | 64.8921 | 821.25
Argentina | 5 | 1003.75 | 2.5 - 3 | 32181133632.5359 | 32181133.6325 | 32181.1336 | 32.1811 | 72.4076 | 1003.75
Argentina | 6 | 1186.25 | 3 - 3.5 | 85198403738.9195 | 85198403.7389 | 85198.4037 | 85.1984 | 191.6964 | 1186.25
Argentina | 7 | 1368.75 | 3.5 - 4 | 319741049424.8754 | 319741049.4249 | 319741.0494 | 319.741 | 719.4174 | 1368.75
Argentina | 8 | 1551.25 | 4 - 4.5 | 239504467933.3282 | 239504467.9333 | 239504.4679 | 239.5045 | 538.8851 | 1551.25
Argentina | 9 | 1733.75 | 4.5 - 5 | 863998757784.8386 | 863998757.7848 | 863998.7578 | 863.9988 | 1943.9972 | 1733.75
Argentina | 10 | 1916.25 | 5 - 5.5 | 4.4136e+12 | 4413581198.5421 | 4413581.1985 | 4413.5812 | 9930.5577 | 1916.25
Argentina | 11 | 2098.75 | 5.5 - 6 | 875094620048.1774 | 875094620.0482 | 875094.62 | 875.0946 | 1968.9629 | 2098.75
Argentina | 12 | 2281.25 | 6 - 6.5 | 420254507940.44 | 420254507.9404 | 420254.5079 | 420.2545 | 945.5726 | 2281.25
Argentina | 13 | 2463.75 | 6.5 - 7 | 390648566743.731 | 390648566.7437 | 390648.5667 | 390.6486 | 878.9593 | 2463.75
Argentina | 14 | 2646.25 | 7 - 7.5 | 184390204120.15 | 184390204.1201 | 184390.2041 | 184.3902 | 414.878 | 2646.25
Armenia | 7 | 1368.75 | 3.5 - 4 | 683471599.2154 | 683471.5992 | 683.4716 | 0.68347 | 1.8454 | 1368.75
Armenia | 8 | 1551.25 | 4 - 4.5 | 49946337886.3428 | 49946337.8863 | 49946.3379 | 49.9463 | 134.8551 | 1551.25
Armenia | 9 | 1733.75 | 4.5 - 5 | 9924812961.026 | 9924812.961 | 9924.813 | 9.9248 | 26.797 | 1733.75
Armenia | 10 | 1916.25 | 5 - 5.5 | 13714632486.5628 | 13714632.4866 | 13714.6325 | 13.7146 | 37.0295 | 1916.25
Aruba | 10 | 1916.25 | 5 - 5.5 | 66044156.7476 | 66044.1567 | 66.0442 | 0.066044 | #N/A | 1916.25
Aruba | 11 | 2098.75 | 5.5 - 6 | 362737214.992 | 362737.215 | 362.7372 | 0.36274 | #N/A | 2098.75
Australia | 7 | 1368.75 | 3.5 - 4 | 48128602003.9 | 48128602.0039 | 48128.602 | 48.1286 | 115.5086 | 1368.75
Australia | 8 | 1551.25 | 4 - 4.5 | 184713363940.178 | 184713363.9402 | 184713.3639 | 184.7134 | 443.3121 | 1551.25
Australia | 9 | 1733.75 | 4.5 - 5 | 631089975691.8534 | 631089975.6919 | 631089.9757 | 631.09 | 1514.6159 | 1733.75
Australia | 10 | 1916.25 | 5 - 5.5 | 2.2141e+12 | 2214139267.0892 | 2214139.2671 | 2214.1393 | 5313.9342 | 1916.25
Australia | 11 | 2098.75 | 5.5 - 6 | 6.9007e+12 | 6900660924.2592 | 6900660.9243 | 6900.6609 | 16561.5862 | 2098.75
Australia | 12 | 2281.25 | 6 - 6.5 | 1.4292e+13 | 14292477844.3394 | 14292477.8443 | 14292.4778 | 34301.9468 | 2281.25
Australia | 13 | 2463.75 | 6.5 - 7 | 826581355286.6865 | 826581355.2867 | 826581.3553 | 826.5814 | 1983.7953 | 2463.75
Austria | 6 | 1186.25 | 3 - 3.5 | 32645285640.0303 | 32645285.64 | 32645.2856 | 32.6453 | #N/A | 1186.25
Austria | 7 | 1368.75 | 3.5 - 4 | 96207024936.3468 | 96207024.9363 | 96207.0249 | 96.207 | #N/A | 1368.75
Austria | 8 | 1551.25 | 4 - 4.5 | 34195316579.2527 | 34195316.5793 | 34195.3166 | 34.1953 | #N/A | 1551.25
Austria | 9 | 1733.75 | 4.5 - 5 | 8353113690.188 | 8353113.6902 | 8353.1137 | 8.3531 | #N/A | 1733.75
Austria | 10 | 1916.25 | 5 - 5.5 | 229679828.7719 | 229679.8288 | 229.6798 | 0.22968 | #N/A | 1916.25
Azerbaijan | 7 | 1368.75 | 3.5 - 4 | 20114883917.63 | 20114883.9176 | 20114.8839 | 20.1149 | 54.3102 | 1368.75
Azerbaijan | 8 | 1551.25 | 4 - 4.5 | 157957587027.4017 | 157957587.0274 | 157957.587 | 157.9576 | 426.4855 | 1551.25
Azerbaijan | 9 | 1733.75 | 4.5 - 5 | 211838988825.446 | 211838988.8254 | 211838.9888 | 211.839 | 571.9653 | 1733.75
Azerbaijan | 10 | 1916.25 | 5 - 5.5 | 16630859924.2229 | 16630859.9242 | 16630.8599 | 16.6309 | 44.9033 | 1916.25
Azerbaijan | 11 | 2098.75 | 5.5 - 6 | 1534249.8946 | 1534.2499 | 1.5342 | 0.0015342 | 0.0041425 | 2098.75
Bahrain | 11 | 2098.75 | 5.5 - 6 | 762658196.964 | 762658.197 | 762.6582 | 0.76266 | #N/A | 2098.75
Baker I. | 12 | 2281.25 | 6 - 6.5 | 1443208.1897 | 1443.2082 | 1.4432 | 0.0014432 | #N/A | 2281.25
Bangladesh | 9 | 1733.75 | 4.5 - 5 | 48499932409.6449 | 48499932.4096 | 48499.9324 | 48.4999 | 130.9498 | 1733.75
Bangladesh | 10 | 1916.25 | 5 - 5.5 | 331554254938.4506 | 331554254.9385 | 331554.2549 | 331.5543 | 895.1965 | 1916.25
Barbados | 10 | 1916.25 | 5 - 5.5 | 704490364.666 | 704490.3647 | 704.4904 | 0.70449 | #N/A | 1916.25
Belarus | 6 | 1186.25 | 3 - 3.5 | 347275998825.1464 | 347275998.8251 | 347275.9988 | 347.276 | #N/A | 1186.25
Belarus | 7 | 1368.75 | 3.5 - 4 | 32713768614.1271 | 32713768.6141 | 32713.7686 | 32.7138 | #N/A | 1368.75
Belgium | 5 | 1003.75 | 2.5 - 3 | 15491105342.7114 | 15491105.3427 | 15491.1053 | 15.4911 | 41.826 | 1003.75
Belgium | 6 | 1186.25 | 3 - 3.5 | 35925525352.9711 | 35925525.353 | 35925.5254 | 35.9255 | 96.9989 | 1186.25
Belize | 9 | 1733.75 | 4.5 - 5 | 16136917924.563 | 16136917.9246 | 16136.9179 | 16.1369 | 43.5697 | 1733.75
Belize | 10 | 1916.25 | 5 - 5.5 | 47037889944.4809 | 47037889.9445 | 47037.8899 | 47.0379 | 127.0023 | 1916.25
Benin | 9 | 1733.75 | 4.5 - 5 | 49973418824.7324 | 49973418.8247 | 49973.4188 | 49.9734 | 127.4322 | 1733.75
Benin | 10 | 1916.25 | 5 - 5.5 | 96524907757.6015 | 96524907.7576 | 96524.9078 | 96.5249 | 246.1385 | 1916.25
Benin | 11 | 2098.75 | 5.5 - 6 | 201554627614.1707 | 201554627.6142 | 201554.6276 | 201.5546 | 513.9643 | 2098.75
Benin | 12 | 2281.25 | 6 - 6.5 | 3728874809.1475 | 3728874.8091 | 3728.8748 | 3.7289 | 9.5086 | 2281.25
Bermuda | 10 | 1916.25 | 5 - 5.5 | 40107526.7996 | 40107.5268 | 40.1075 | 0.040108 | #N/A | 1916.25
Bhutan | 8 | 1551.25 | 4 - 4.5 | 2532242196.4541 | 2532242.1965 | 2532.2422 | 2.5322 | #N/A | 1551.25
Bhutan | 9 | 1733.75 | 4.5 - 5 | 51351735832.5017 | 51351735.8325 | 51351.7358 | 51.3517 | #N/A | 1733.75
Bhutan | 10 | 1916.25 | 5 - 5.5 | 45580757268.8636 | 45580757.2689 | 45580.7573 | 45.5808 | #N/A | 1916.25
Bhutan | 11 | 2098.75 | 5.5 - 6 | 7558643104.847 | 7558643.1048 | 7558.6431 | 7.5586 | #N/A | 2098.75
Bhutan | 12 | 2281.25 | 6 - 6.5 | 615687042.3394 | 615687.0423 | 615.687 | 0.61569 | #N/A | 2281.25
Bolivia | 8 | 1551.25 | 4 - 4.5 | 58409516290.822 | 58409516.2908 | 58409.5163 | 58.4095 | 131.4214 | 1551.25
Bolivia | 9 | 1733.75 | 4.5 - 5 | 765713089298.2039 | 765713089.2982 | 765713.0893 | 765.7131 | 1722.8545 | 1733.75
Bolivia | 10 | 1916.25 | 5 - 5.5 | 1.2475e+12 | 1247527027.5217 | 1247527.0275 | 1247.527 | 2806.9358 | 1916.25
Bolivia | 11 | 2098.75 | 5.5 - 6 | 133338937817.7452 | 133338937.8177 | 133338.9378 | 133.3389 | 300.0126 | 2098.75
Bolivia | 12 | 2281.25 | 6 - 6.5 | 457300895276.32 | 457300895.2763 | 457300.8953 | 457.3009 | 1028.927 | 2281.25
Bolivia | 13 | 2463.75 | 6.5 - 7 | 362932457692.92 | 362932457.6929 | 362932.4577 | 362.9325 | 816.598 | 2463.75
Bolivia | 14 | 2646.25 | 7 - 7.5 | 194927253892.769 | 194927253.8928 | 194927.2539 | 194.9273 | 438.5863 | 2646.25
Bosnia & Herzegovina | 7 | 1368.75 | 3.5 - 4 | 15177122503.8628 | 15177122.5039 | 15177.1225 | 15.1771 | 40.9782 | 1368.75
Bosnia & Herzegovina | 8 | 1551.25 | 4 - 4.5 | 83768953245.9024 | 83768953.2459 | 83768.9532 | 83.769 | 226.1762 | 1551.25
Bosnia & Herzegovina | 9 | 1733.75 | 4.5 - 5 | 20327970539.0497 | 20327970.539 | 20327.9705 | 20.328 | 54.8855 | 1733.75
Bosnia & Herzegovina | 10 | 1916.25 | 5 - 5.5 | 1252301057.2901 | 1252301.0573 | 1252.3011 | 1.2523 | 3.3812 | 1916.25
Botswana | 12 | 2281.25 | 6 - 6.5 | 597936450386.1794 | 597936450.3862 | 597936.4504 | 597.9365 | 1435.0475 | 2281.25
Botswana | 13 | 2463.75 | 6.5 - 7 | 1.4897e+12 | 1489734043.5888 | 1489734.0436 | 1489.734 | 3575.3617 | 2463.75
Bouvet I. | 5 | 1003.75 | 2.5 - 3 | 44610457.0894 | 44610.4571 | 44.6105 | 0.04461 | #N/A | 1003.75
Brazil | 0 | 91.25 | < 0.5 | 20903906.4319 | 20903.9064 | 20.9039 | 0.020904 | 0.050169 | 91.25
Brazil | 1 | 273.75 | 0.5 - 1 | 44302414.4389 | 44302.4144 | 44.3024 | 0.044302 | 0.10633 | 273.75
Brazil | 2 | 456.25 | 1 - 1.5 | 4418253.4456 | 4418.2534 | 4.4183 | 0.0044183 | 0.010604 | 456.25
Brazil | 3 | 638.75 | 1.5 - 2 | 141161547.2616 | 141161.5473 | 141.1615 | 0.14116 | 0.33879 | 638.75
Brazil | 4 | 821.25 | 2 - 2.5 | 283187089.8099 | 283187.0898 | 283.1871 | 0.28319 | 0.67965 | 821.25
Brazil | 6 | 1186.25 | 3 - 3.5 | 287101013.395 | 287101.0134 | 287.101 | 0.2871 | 0.68904 | 1186.25
Brazil | 7 | 1368.75 | 3.5 - 4 | 196819482.415 | 196819.4824 | 196.8195 | 0.19682 | 0.47237 | 1368.75
Brazil | 8 | 1551.25 | 4 - 4.5 | 6426422234.425 | 6426422.2344 | 6426.4222 | 6.4264 | 15.4234 | 1551.25
Brazil | 9 | 1733.75 | 4.5 - 5 | 889875952094.7906 | 889875952.0948 | 889875.9521 | 889.876 | 2135.7023 | 1733.75
Brazil | 10 | 1916.25 | 5 - 5.5 | 1.4248e+13 | 14247666610.3657 | 14247666.6104 | 14247.6666 | 34194.3999 | 1916.25
Brazil | 11 | 2098.75 | 5.5 - 6 | 9.7224e+12 | 9722365886.1638 | 9722365.8862 | 9722.3659 | 23333.6781 | 2098.75
Brazil | 12 | 2281.25 | 6 - 6.5 | 125788341002.5882 | 125788341.0026 | 125788.341 | 125.7883 | 301.892 | 2281.25
Brazil | 13 | 2463.75 | 6.5 - 7 | 12975428.835 | 12975.4288 | 12.9754 | 0.012975 | 0.031141 | 2463.75
British Indian Ocean Territory | 11 | 2098.75 | 5.5 - 6 | 527472937.742 | 527472.9377 | 527.4729 | 0.52747 | #N/A | 2098.75
British Virgin Is. | 11 | 2098.75 | 5.5 - 6 | 121036055.876 | 121036.0559 | 121.0361 | 0.12104 | #N/A | 2098.75
Brunei | 10 | 1916.25 | 5 - 5.5 | 17187539626.4881 | 17187539.6265 | 17187.5396 | 17.1875 | 46.4064 | 1916.25
Brunei | 11 | 2098.75 | 5.5 - 6 | 51709452.3782 | 51709.4524 | 51.7095 | 0.051709 | 0.13962 | 2098.75
Bulgaria | 7 | 1368.75 | 3.5 - 4 | 78575104222.1198 | 78575104.2221 | 78575.1042 | 78.5751 | #N/A | 1368.75
Bulgaria | 8 | 1551.25 | 4 - 4.5 | 166134110390.062 | 166134110.3901 | 166134.1104 | 166.1341 | #N/A | 1551.25
Bulgaria | 9 | 1733.75 | 4.5 - 5 | 1959414967.0087 | 1959414.967 | 1959.415 | 1.9594 | #N/A | 1733.75
Burkina Faso | 11 | 2098.75 | 5.5 - 6 | 497386005477.3904 | 497386005.4774 | 497386.0055 | 497.386 | 1268.3343 | 2098.75
Burkina Faso | 12 | 2281.25 | 6 - 6.5 | 394039622262.5542 | 394039622.2626 | 394039.6223 | 394.0396 | 1004.801 | 2281.25
Burundi | 9 | 1733.75 | 4.5 - 5 | 21730720658.1346 | 21730720.6581 | 21730.7207 | 21.7307 | 58.6729 | 1733.75
Burundi | 10 | 1916.25 | 5 - 5.5 | 53870029026.7767 | 53870029.0268 | 53870.029 | 53.87 | 145.4491 | 1916.25
Burundi | 11 | 2098.75 | 5.5 - 6 | 39183288.7538 | 39183.2888 | 39.1833 | 0.039183 | 0.10579 | 2098.75
Cambodia | 9 | 1733.75 | 4.5 - 5 | 4758585632.9462 | 4758585.6329 | 4758.5856 | 4.7586 | 12.8482 | 1733.75
Cambodia | 10 | 1916.25 | 5 - 5.5 | 294934523272.0291 | 294934523.272 | 294934.5233 | 294.9345 | 796.3232 | 1916.25
Cambodia | 11 | 2098.75 | 5.5 - 6 | 245391566851.3706 | 245391566.8514 | 245391.5669 | 245.3916 | 662.5572 | 2098.75
Cameroon | 8 | 1551.25 | 4 - 4.5 | 62622771195.9721 | 62622771.196 | 62622.7712 | 62.6228 | 159.6881 | 1551.25
Cameroon | 9 | 1733.75 | 4.5 - 5 | 571485701450.5059 | 571485701.4505 | 571485.7015 | 571.4857 | 1457.2885 | 1733.75
Cameroon | 10 | 1916.25 | 5 - 5.5 | 291137664253.0885 | 291137664.2531 | 291137.6643 | 291.1377 | 742.401 | 1916.25
Cameroon | 11 | 2098.75 | 5.5 - 6 | 310739991910.3043 | 310739991.9103 | 310739.9919 | 310.74 | 792.387 | 2098.75
Cameroon | 12 | 2281.25 | 6 - 6.5 | 52813014135.164 | 52813014.1352 | 52813.0141 | 52.813 | 134.6732 | 2281.25
Canada | 3 | 638.75 | 1.5 - 2 | 445517976.1086 | 445517.9761 | 445.518 | 0.44552 | 1.2029 | 638.75
Canada | 4 | 821.25 | 2 - 2.5 | 17604491693.2216 | 17604491.6932 | 17604.4917 | 17.6045 | 47.5321 | 821.25
Canada | 5 | 1003.75 | 2.5 - 3 | 256621852743.6886 | 256621852.7437 | 256621.8527 | 256.6219 | 692.879 | 1003.75
Canada | 6 | 1186.25 | 3 - 3.5 | 3.0207e+12 | 3020729922.0218 | 3020729.922 | 3020.7299 | 8155.9708 | 1186.25
Canada | 7 | 1368.75 | 3.5 - 4 | 7.2398e+12 | 7239829368.2274 | 7239829.3682 | 7239.8294 | 19547.5393 | 1368.75
Canada | 8 | 1551.25 | 4 - 4.5 | 8.749e+12 | 8748995884.9451 | 8748995.8849 | 8748.9959 | 23622.2889 | 1551.25
Canada | 9 | 1733.75 | 4.5 - 5 | 1.8377e+12 | 1837686018.3509 | 1837686.0184 | 1837.686 | 4961.7522 | 1733.75
Canada | 10 | 1916.25 | 5 - 5.5 | 92270565430.0648 | 92270565.4301 | 92270.5654 | 92.2706 | 249.1305 | 1916.25
Cape Verde | 12 | 2281.25 | 6 - 6.5 | 7431056625.2513 | 7431056.6253 | 7431.0566 | 7.4311 | #N/A | 2281.25
Cayman Is. | 10 | 1916.25 | 5 - 5.5 | 435748827.3085 | 435748.8273 | 435.7488 | 0.43575 | #N/A | 1916.25
Cayman Is. | 11 | 2098.75 | 5.5 - 6 | 25228899.1959 | 25228.8992 | 25.2289 | 0.025229 | #N/A | 2098.75
Central African Republic | 9 | 1733.75 | 4.5 - 5 | 99900475220.3562 | 99900475.2204 | 99900.4752 | 99.9005 | 254.7462 | 1733.75
Central African Republic | 10 | 1916.25 | 5 - 5.5 | 961332326912.5685 | 961332326.9126 | 961332.3269 | 961.3323 | 2451.3974 | 1916.25
Central African Republic | 11 | 2098.75 | 5.5 - 6 | 746311909373.6017 | 746311909.3736 | 746311.9094 | 746.3119 | 1903.0954 | 2098.75
Central African Republic | 12 | 2281.25 | 6 - 6.5 | 25565872277.0079 | 25565872.277 | 25565.8723 | 25.5659 | 65.193 | 2281.25
Chad | 11 | 2098.75 | 5.5 - 6 | 521627343085.8926 | 521627343.0859 | 521627.3431 | 521.6273 | 1173.6615 | 2098.75
Chad | 12 | 2281.25 | 6 - 6.5 | 1.6114e+12 | 1611418987.5892 | 1611418.9876 | 1611.419 | 3625.6927 | 2281.25
Chad | 13 | 2463.75 | 6.5 - 7 | 1.8411e+12 | 1841051567.4094 | 1841051.5674 | 1841.0516 | 4142.366 | 2463.75
Chad | 14 | 2646.25 | 7 - 7.5 | 548859191080.9545 | 548859191.081 | 548859.1911 | 548.8592 | 1234.9332 | 2646.25
Chile | 4 | 821.25 | 2 - 2.5 | 65427060947.74 | 65427060.9477 | 65427.0609 | 65.4271 | 147.2109 | 821.25
Chile | 5 | 1003.75 | 2.5 - 3 | 115439832097.2988 | 115439832.0973 | 115439.8321 | 115.4398 | 259.7396 | 1003.75
Chile | 6 | 1186.25 | 3 - 3.5 | 122884917368.0939 | 122884917.3681 | 122884.9174 | 122.8849 | 276.4911 | 1186.25
Chile | 7 | 1368.75 | 3.5 - 4 | 43325237913.5093 | 43325237.9135 | 43325.2379 | 43.3252 | 97.4818 | 1368.75
Chile | 8 | 1551.25 | 4 - 4.5 | 94717114978.38 | 94717114.9784 | 94717.115 | 94.7171 | 213.1135 | 1551.25
Chile | 9 | 1733.75 | 4.5 - 5 | 108064532634.838 | 108064532.6348 | 108064.5326 | 108.0645 | 243.1452 | 1733.75
Chile | 10 | 1916.25 | 5 - 5.5 | 372755231726.9501 | 372755231.727 | 372755.2317 | 372.7552 | 838.6993 | 1916.25
Chile | 11 | 2098.75 | 5.5 - 6 | 277720523198.6849 | 277720523.1987 | 277720.5232 | 277.7205 | 624.8712 | 2098.75
Chile | 12 | 2281.25 | 6 - 6.5 | 292667504613.97 | 292667504.614 | 292667.5046 | 292.6675 | 658.5019 | 2281.25
Chile | 13 | 2463.75 | 6.5 - 7 | 188832852570.248 | 188832852.5702 | 188832.8526 | 188.8329 | 424.8739 | 2463.75
Chile | 14 | 2646.25 | 7 - 7.5 | 290805897353.75 | 290805897.3537 | 290805.8974 | 290.8059 | 654.3133 | 2646.25
China | 6 | 1186.25 | 3 - 3.5 | 82654037467.85 | 82654037.4679 | 82654.0375 | 82.654 | 185.9716 | 1186.25
China | 7 | 1368.75 | 3.5 - 4 | 976334616985.4951 | 976334616.9855 | 976334.617 | 976.3346 | 2196.7529 | 1368.75
China | 8 | 1551.25 | 4 - 4.5 | 4.0529e+12 | 4052860758.9154 | 4052860.7589 | 4052.8608 | 9118.9367 | 1551.25
China | 9 | 1733.75 | 4.5 - 5 | 3.36e+12 | 3359975683.2287 | 3359975.6832 | 3359.9757 | 7559.9453 | 1733.75
China | 10 | 1916.25 | 5 - 5.5 | 5.2172e+12 | 5217218934.6493 | 5217218.9346 | 5217.2189 | 11738.7426 | 1916.25
China | 11 | 2098.75 | 5.5 - 6 | 6.747e+12 | 6746955464.7147 | 6746955.4647 | 6746.9555 | 15180.6498 | 2098.75
China | 12 | 2281.25 | 6 - 6.5 | 2.9257e+12 | 2925662820.1906 | 2925662.8202 | 2925.6628 | 6582.7413 | 2281.25
China | 13 | 2463.75 | 6.5 - 7 | 2.139e+12 | 2138971855.0705 | 2138971.8551 | 2138.9719 | 4812.6867 | 2463.75
China | 14 | 2646.25 | 7 - 7.5 | 1.873e+12 | 1872972388.3806 | 1872972.3884 | 1872.9724 | 4214.1879 | 2646.25
Christmas I. | 12 | 2281.25 | 6 - 6.5 | 325829702.074 | 325829.7021 | 325.8297 | 0.32583 | #N/A | 2281.25
Cocos Is. | 11 | 2098.75 | 5.5 - 6 | 31742128.1748 | 31742.1282 | 31.7421 | 0.031742 | #N/A | 2098.75
Colombia | 7 | 1368.75 | 3.5 - 4 | 116556684255.158 | 116556684.2552 | 116556.6843 | 116.5567 | 279.736 | 1368.75
Colombia | 8 | 1551.25 | 4 - 4.5 | 1.0895e+12 | 1089453686.6393 | 1089453.6866 | 1089.4537 | 2614.6888 | 1551.25
Colombia | 9 | 1733.75 | 4.5 - 5 | 1.1734e+12 | 1173446395.4583 | 1173446.3955 | 1173.4464 | 2816.2713 | 1733.75
Colombia | 10 | 1916.25 | 5 - 5.5 | 396606306599.583 | 396606306.5996 | 396606.3066 | 396.6063 | 951.8551 | 1916.25
Colombia | 11 | 2098.75 | 5.5 - 6 | 79439311877.91 | 79439311.8779 | 79439.3119 | 79.4393 | 190.6543 | 2098.75
Colombia | 12 | 2281.25 | 6 - 6.5 | 19060882800.5386 | 19060882.8005 | 19060.8828 | 19.0609 | 45.7461 | 2281.25
Colombia | 13 | 2463.75 | 6.5 - 7 | 14376419957.47 | 14376419.9575 | 14376.42 | 14.3764 | 34.5034 | 2463.75
Comoros | 10 | 1916.25 | 5 - 5.5 | 1700023456.072 | 1700023.4561 | 1700.0235 | 1.7 | #N/A | 1916.25
Comoros | 11 | 2098.75 | 5.5 - 6 | 1648866344.6217 | 1648866.3446 | 1648.8663 | 1.6489 | #N/A | 2098.75
Congo | 7 | 1368.75 | 3.5 - 4 | 79999032.4729 | 79999.0325 | 79.999 | 0.079999 | 0.216 | 1368.75
Congo | 8 | 1551.25 | 4 - 4.5 | 205855321025.3134 | 205855321.0253 | 205855.321 | 205.8553 | 555.8094 | 1551.25
Congo | 8 | 1551.25 | 4 - 4.5 | 92191506583.3775 | 92191506.5834 | 92191.5066 | 92.1915 | 248.9171 | 1551.25
Congo | 9 | 1733.75 | 4.5 - 5 | 669444525802.0695 | 669444525.8021 | 669444.5258 | 669.4445 | 1807.5002 | 1733.75
Congo | 9 | 1733.75 | 4.5 - 5 | 3.5728e+12 | 3572825986.6243 | 3572825.9866 | 3572.826 | 9646.6302 | 1733.75
Congo | 10 | 1916.25 | 5 - 5.5 | 2.0491e+12 | 2049057913.545 | 2049057.9135 | 2049.0579 | 5532.4564 | 1916.25
Congo | 11 | 2098.75 | 5.5 - 6 | 655984866089.4615 | 655984866.0895 | 655984.8661 | 655.9849 | 1771.1591 | 2098.75
Cook Is. | 10 | 1916.25 | 5 - 5.5 | 163363805.157 | 163363.8052 | 163.3638 | 0.16336 | #N/A | 1916.25
Costa Rica | 8 | 1551.25 | 4 - 4.5 | 14984855787.6 | 14984855.7876 | 14984.8558 | 14.9849 | 38.2114 | 1551.25
Costa Rica | 9 | 1733.75 | 4.5 - 5 | 67629311983.1252 | 67629311.9831 | 67629.312 | 67.6293 | 172.4547 | 1733.75
Costa Rica | 10 | 1916.25 | 5 - 5.5 | 14620496678.004 | 14620496.678 | 14620.4967 | 14.6205 | 37.2823 | 1916.25
Costa Rica | 11 | 2098.75 | 5.5 - 6 | 20795182760.5 | 20795182.7605 | 20795.1828 | 20.7952 | 53.0277 | 2098.75
Costa Rica | 12 | 2281.25 | 6 - 6.5 | 26102512983.3 | 26102512.9833 | 26102.513 | 26.1025 | 66.5614 | 2281.25
Cote d'Ivoire | 8 | 1551.25 | 4 - 4.5 | 9865327759.919 | 9865327.7599 | 9865.3278 | 9.8653 | 26.6364 | 1551.25
Cote d'Ivoire | 9 | 1733.75 | 4.5 - 5 | 386462156336.6725 | 386462156.3367 | 386462.1563 | 386.4622 | 1043.4478 | 1733.75
Cote d'Ivoire | 10 | 1916.25 | 5 - 5.5 | 329092202647.366 | 329092202.6474 | 329092.2026 | 329.0922 | 888.5489 | 1916.25
Cote d'Ivoire | 11 | 2098.75 | 5.5 - 6 | 170714946532.6433 | 170714946.5326 | 170714.9465 | 170.7149 | 460.9304 | 2098.75
Croatia | 7 | 1368.75 | 3.5 - 4 | 70770021639.9367 | 70770021.6399 | 70770.0216 | 70.77 | #N/A | 1368.75
Croatia | 8 | 1551.25 | 4 - 4.5 | 21974618601.3278 | 21974618.6013 | 21974.6186 | 21.9746 | #N/A | 1551.25
Croatia | 9 | 1733.75 | 4.5 - 5 | 22389571417.1826 | 22389571.4172 | 22389.5714 | 22.3896 | #N/A | 1733.75
Croatia | 10 | 1916.25 | 5 - 5.5 | 3062292564.6283 | 3062292.5646 | 3062.2926 | 3.0623 | #N/A | 1916.25
Cuba | 10 | 1916.25 | 5 - 5.5 | 31265119569.4133 | 31265119.5694 | 31265.1196 | 31.2651 | 75.0363 | 1916.25
Cuba | 11 | 2098.75 | 5.5 - 6 | 240833007513.1621 | 240833007.5132 | 240833.0075 | 240.833 | 577.9992 | 2098.75
Cuba | 12 | 2281.25 | 6 - 6.5 | 68832158215.632 | 68832158.2156 | 68832.1582 | 68.8322 | 165.1972 | 2281.25
Cuba | 13 | 2463.75 | 6.5 - 7 | 136463069.607 | 136463.0696 | 136.4631 | 0.13646 | 0.32751 | 2463.75
Cyprus | 10 | 1916.25 | 5 - 5.5 | 24842895024.6888 | 24842895.0247 | 24842.895 | 24.8429 | 67.0758 | 1916.25
Cyprus | 11 | 2098.75 | 5.5 - 6 | 4244353445.7246 | 4244353.4457 | 4244.3534 | 4.2444 | 11.4598 | 2098.75
Czech Republic | 6 | 1186.25 | 3 - 3.5 | 138083823074.4685 | 138083823.0745 | 138083.8231 | 138.0838 | #N/A | 1186.25
Czech Republic | 7 | 1368.75 | 3.5 - 4 | 36038142.1765 | 36038.1422 | 36.0381 | 0.036038 | #N/A | 1368.75
Denmark | 5 | 1003.75 | 2.5 - 3 | 1084845361.4753 | 1084845.3615 | 1084.8454 | 1.0848 | 2.9291 | 1003.75
Denmark | 6 | 1186.25 | 3 - 3.5 | 68925686305.5331 | 68925686.3055 | 68925.6863 | 68.9257 | 186.0994 | 1186.25
Djibouti | 11 | 2098.75 | 5.5 - 6 | 1234067838.9868 | 1234067.839 | 1234.0678 | 1.2341 | 3.1469 | 2098.75
Djibouti | 12 | 2281.25 | 6 - 6.5 | 69198462278.5627 | 69198462.2786 | 69198.4623 | 69.1985 | 176.4561 | 2281.25
Dominica | 9 | 1733.75 | 4.5 - 5 | 656282779.6163 | 656282.7796 | 656.2828 | 0.65628 | #N/A | 1733.75
Dominica | 10 | 1916.25 | 5 - 5.5 | 493255356.543 | 493255.3565 | 493.2554 | 0.49326 | #N/A | 1916.25
Dominican Republic | 10 | 1916.25 | 5 - 5.5 | 7801016164.1807 | 7801016.1642 | 7801.0162 | 7.801 | 19.8926 | 1916.25
Dominican Republic | 11 | 2098.75 | 5.5 - 6 | 74873308219.7621 | 74873308.2198 | 74873.3082 | 74.8733 | 190.9269 | 2098.75
Dominican Republic | 12 | 2281.25 | 6 - 6.5 | 68513171625.8365 | 68513171.6258 | 68513.1716 | 68.5132 | 174.7086 | 2281.25
Ecuador | 7 | 1368.75 | 3.5 - 4 | 133030155837.902 | 133030155.8379 | 133030.1558 | 133.0302 | 339.2269 | 1368.75
Ecuador | 8 | 1551.25 | 4 - 4.5 | 287605994275.3701 | 287605994.2754 | 287605.9943 | 287.606 | 733.3953 | 1551.25
Ecuador | 9 | 1733.75 | 4.5 - 5 | 109759836895.32 | 109759836.8953 | 109759.8369 | 109.7598 | 279.8876 | 1733.75
Ecuador | 10 | 1916.25 | 5 - 5.5 | 43635490822.8 | 43635490.8228 | 43635.4908 | 43.6355 | 111.2705 | 1916.25
Ecuador | 11 | 2098.75 | 5.5 - 6 | 11300284546.03 | 11300284.546 | 11300.2845 | 11.3003 | 28.8157 | 2098.75
Ecuador | 12 | 2281.25 | 6 - 6.5 | 20952141751.33 | 20952141.7513 | 20952.1418 | 20.9521 | 53.428 | 2281.25
Egypt | 10 | 1916.25 | 5 - 5.5 | 1991916719.1279 | 1991916.7191 | 1991.9167 | 1.9919 | 4.4818 | 1916.25
Egypt | 11 | 2098.75 | 5.5 - 6 | 81681595527.6169 | 81681595.5276 | 81681.5955 | 81.6816 | 183.7836 | 2098.75
Egypt | 12 | 2281.25 | 6 - 6.5 | 374453459263.5431 | 374453459.2635 | 374453.4593 | 374.4535 | 842.5203 | 2281.25
Egypt | 13 | 2463.75 | 6.5 - 7 | 2.9942e+12 | 2994237770.544 | 2994237.7705 | 2994.2378 | 6737.035 | 2463.75
Egypt | 14 | 2646.25 | 7 - 7.5 | 236306806793.6186 | 236306806.7936 | 236306.8068 | 236.3068 | 531.6903 | 2646.25
El Salvador | 11 | 2098.75 | 5.5 - 6 | 18621119821.6643 | 18621119.8217 | 18621.1198 | 18.6211 | 47.4839 | 2098.75
El Salvador | 12 | 2281.25 | 6 - 6.5 | 47061439686.6438 | 47061439.6866 | 47061.4397 | 47.0614 | 120.0067 | 2281.25
Equatorial Guinea | 7 | 1368.75 | 3.5 - 4 | 4879305608.179 | 4879305.6082 | 4879.3056 | 4.8793 | #N/A | 1368.75
Equatorial Guinea | 8 | 1551.25 | 4 - 4.5 | 45253027526.2781 | 45253027.5263 | 45253.0275 | 45.253 | #N/A | 1551.25
Equatorial Guinea | 9 | 1733.75 | 4.5 - 5 | 13508773439.514 | 13508773.4395 | 13508.7734 | 13.5088 | #N/A | 1733.75
Eritrea | 10 | 1916.25 | 5 - 5.5 | 1795236106.93 | 1795236.1069 | 1795.2361 | 1.7952 | 4.3086 | 1916.25
Eritrea | 11 | 2098.75 | 5.5 - 6 | 22525355070.7061 | 22525355.0707 | 22525.3551 | 22.5254 | 54.0609 | 2098.75
Eritrea | 12 | 2281.25 | 6 - 6.5 | 188588876123.9438 | 188588876.1239 | 188588.8761 | 188.5889 | 452.6133 | 2281.25
Eritrea | 13 | 2463.75 | 6.5 - 7 | 208448351623.1809 | 208448351.6232 | 208448.3516 | 208.4484 | 500.276 | 2463.75
Estonia | 6 | 1186.25 | 3 - 3.5 | 79148788910.4949 | 79148788.9105 | 79148.7889 | 79.1488 | #N/A | 1186.25
Ethiopia | 10 | 1916.25 | 5 - 5.5 | 221703703097.3702 | 221703703.0974 | 221703.7031 | 221.7037 | 532.0889 | 1916.25
Ethiopia | 11 | 2098.75 | 5.5 - 6 | 932703219091.6366 | 932703219.0916 | 932703.2191 | 932.7032 | 2238.4877 | 2098.75
Ethiopia | 12 | 2281.25 | 6 - 6.5 | 2.0999e+12 | 2099941273.1014 | 2099941.2731 | 2099.9413 | 5039.8591 | 2281.25
Ethiopia | 13 | 2463.75 | 6.5 - 7 | 545305278791.5826 | 545305278.7916 | 545305.2788 | 545.3053 | 1308.7327 | 2463.75
Falkland Is. | 7 | 1368.75 | 3.5 - 4 | 20978817447.298 | 20978817.4473 | 20978.8174 | 20.9788 | #N/A | 1368.75
Faroe Is. | 4 | 821.25 | 2 - 2.5 | 105667634.8306 | 105667.6348 | 105.6676 | 0.10567 | #N/A | 821.25
Faroe Is. | 5 | 1003.75 | 2.5 - 3 | 879833048.0377 | 879833.048 | 879.833 | 0.87983 | #N/A | 1003.75
Fiji | 9 | 1733.75 | 4.5 - 5 | 11373384638.5 | 11373384.6385 | 11373.3846 | 11.3734 | 30.7081 | 1733.75
Fiji | 10 | 1916.25 | 5 - 5.5 | 17258813397.28 | 17258813.3973 | 17258.8134 | 17.2588 | 46.5988 | 1916.25
Fiji | 11 | 2098.75 | 5.5 - 6 | 24325784687.7528 | 24325784.6878 | 24325.7847 | 24.3258 | 65.6796 | 2098.75
Finland | 5 | 1003.75 | 2.5 - 3 | 409321733760.7319 | 409321733.7607 | 409321.7338 | 409.3217 | 1105.1687 | 1003.75
Finland | 6 | 1186.25 | 3 - 3.5 | 116377133411.8473 | 116377133.4118 | 116377.1334 | 116.3771 | 314.2183 | 1186.25
France | 6 | 1186.25 | 3 - 3.5 | 181578930046.0049 | 181578930.046 | 181578.93 | 181.5789 | 490.2631 | 1186.25
France | 7 | 1368.75 | 3.5 - 4 | 427204624101.071 | 427204624.1011 | 427204.6241 | 427.2046 | 1153.4525 | 1368.75
France | 8 | 1551.25 | 4 - 4.5 | 357060747039.9516 | 357060747.04 | 357060.747 | 357.0607 | 964.064 | 1551.25
France | 9 | 1733.75 | 4.5 - 5 | 176182330492.3209 | 176182330.4923 | 176182.3305 | 176.1823 | 475.6923 | 1733.75
France | 10 | 1916.25 | 5 - 5.5 | 40583800585.6599 | 40583800.5857 | 40583.8006 | 40.5838 | 109.5763 | 1916.25
French Guiana | 9 | 1733.75 | 4.5 - 5 | 70855846573.6992 | 70855846.5737 | 70855.8466 | 70.8558 | #N/A | 1733.75
French Guiana | 10 | 1916.25 | 5 - 5.5 | 154123910756.4529 | 154123910.7565 | 154123.9108 | 154.1239 | #N/A | 1916.25
French Guiana | 11 | 2098.75 | 5.5 - 6 | 5767114738.91 | 5767114.7389 | 5767.1147 | 5.7671 | #N/A | 2098.75
French Polynesia | 11 | 2098.75 | 5.5 - 6 | 2974098876.73 | 2974098.8767 | 2974.0989 | 2.9741 | #N/A | 2098.75
French Southern & Antarctic Lands | 6 | 1186.25 | 3 - 3.5 | 8207840312.714 | 8207840.3127 | 8207.8403 | 8.2078 | #N/A | 1186.25
French Southern & Antarctic Lands | 7 | 1368.75 | 3.5 - 4 | 2820005650.4 | 2820005.6504 | 2820.0057 | 2.82 | #N/A | 1368.75
Gabon | 7 | 1368.75 | 3.5 - 4 | 7259236272.3036 | 7259236.2723 | 7259.2363 | 7.2592 | 19.5999 | 1368.75
Gabon | 8 | 1551.25 | 4 - 4.5 | 371085160133.1419 | 371085160.1331 | 371085.1601 | 371.0852 | 1001.9299 | 1551.25
Gabon | 9 | 1733.75 | 4.5 - 5 | 258320265808.0071 | 258320265.808 | 258320.2658 | 258.3203 | 697.4647 | 1733.75
Gaza Strip | 11 | 2098.75 | 5.5 - 6 | 715749288.4702 | 715749.2885 | 715.7493 | 0.71575 | #N/A | 2098.75
Georgia | 7 | 1368.75 | 3.5 - 4 | 100165139885.31 | 100165139.8853 | 100165.1399 | 100.1651 | 270.4459 | 1368.75
Georgia | 8 | 1551.25 | 4 - 4.5 | 29690756802.1499 | 29690756.8021 | 29690.7568 | 29.6908 | 80.165 | 1551.25
Georgia | 9 | 1733.75 | 4.5 - 5 | 24216946480.4482 | 24216946.4804 | 24216.9465 | 24.2169 | 65.3858 | 1733.75
Germany | 5 | 1003.75 | 2.5 - 3 | 80054753338.9924 | 80054753.339 | 80054.7533 | 80.0548 | 216.1478 | 1003.75
Germany | 6 | 1186.25 | 3 - 3.5 | 501786789291.763 | 501786789.2918 | 501786.7893 | 501.7868 | 1354.8243 | 1186.25
Germany | 7 | 1368.75 | 3.5 - 4 | 35221301828.3976 | 35221301.8284 | 35221.3018 | 35.2213 | 95.0975 | 1368.75
Germany | 8 | 1551.25 | 4 - 4.5 | 1636143438.5845 | 1636143.4386 | 1636.1434 | 1.6361 | 4.4176 | 1551.25
Ghana | 9 | 1733.75 | 4.5 - 5 | 107155383028.5107 | 107155383.0285 | 107155.383 | 107.1554 | 273.2462 | 1733.75
Ghana | 10 | 1916.25 | 5 - 5.5 | 311092704939.9856 | 311092704.94 | 311092.7049 | 311.0927 | 793.2864 | 1916.25
Ghana | 11 | 2098.75 | 5.5 - 6 | 284833568198.7033 | 284833568.1987 | 284833.5682 | 284.8336 | 726.3256 | 2098.75
Ghana | 12 | 2281.25 | 6 - 6.5 | 2973379159.71 | 2973379.1597 | 2973.3792 | 2.9734 | 7.5821 | 2281.25
Gibraltar | 10 | 1916.25 | 5 - 5.5 | 15647756.2431 | 15647.7562 | 15.6478 | 0.015648 | #N/A | 1916.25
Glorioso Is. | 11 | 2098.75 | 5.5 - 6 | 13681351.1678 | 13681.3512 | 13.6814 | 0.013681 | #N/A | 2098.75
Greece | 8 | 1551.25 | 4 - 4.5 | 130318433534.4869 | 130318433.5345 | 130318.4335 | 130.3184 | #N/A | 1551.25
Greece | 9 | 1733.75 | 4.5 - 5 | 155326564965.4189 | 155326564.9654 | 155326.565 | 155.3266 | #N/A | 1733.75
Greece | 10 | 1916.25 | 5 - 5.5 | 27641076896.0411 | 27641076.896 | 27641.0769 | 27.6411 | #N/A | 1916.25
Greece | 11 | 2098.75 | 5.5 - 6 | 2185652656.8948 | 2185652.6569 | 2185.6527 | 2.1857 | #N/A | 2098.75
Greenland | 3 | 638.75 | 1.5 - 2 | 23880908789.133 | 23880908.7891 | 23880.9088 | 23.8809 | 64.4785 | 638.75
Greenland | 4 | 821.25 | 2 - 2.5 | 325620013135.0674 | 325620013.1351 | 325620.0131 | 325.62 | 879.174 | 821.25
Greenland | 5 | 1003.75 | 2.5 - 3 | 382773227607.9166 | 382773227.6079 | 382773.2276 | 382.7732 | 1033.4877 | 1003.75
Greenland | 6 | 1186.25 | 3 - 3.5 | 696519589456.933 | 696519589.4569 | 696519.5895 | 696.5196 | 1880.6029 | 1186.25
Greenland | 7 | 1368.75 | 3.5 - 4 | 843270221101.3898 | 843270221.1014 | 843270.2211 | 843.2702 | 2276.8296 | 1368.75
Greenland | 8 | 1551.25 | 4 - 4.5 | 1.8227e+12 | 1822740187.5495 | 1822740.1875 | 1822.7402 | 4921.3985 | 1551.25
Grenada | 10 | 1916.25 | 5 - 5.5 | 506762500.6411 | 506762.5006 | 506.7625 | 0.50676 | 1.3683 | 1916.25
Guadeloupe | 9 | 1733.75 | 4.5 - 5 | 574512531.687 | 574512.5317 | 574.5125 | 0.57451 | #N/A | 1733.75
Guadeloupe | 10 | 1916.25 | 5 - 5.5 | 2597564596.061 | 2597564.5961 | 2597.5646 | 2.5976 | #N/A | 1916.25
Guam | 12 | 2281.25 | 6 - 6.5 | 1091556685.04 | 1091556.685 | 1091.5567 | 1.0916 | #N/A | 2281.25
Guatemala | 9 | 1733.75 | 4.5 - 5 | 4892920665.944 | 4892920.6659 | 4892.9207 | 4.8929 | 12.4769 | 1733.75
Guatemala | 10 | 1916.25 | 5 - 5.5 | 159113608536.9408 | 159113608.5369 | 159113.6085 | 159.1136 | 405.7397 | 1916.25
Guatemala | 11 | 2098.75 | 5.5 - 6 | 137403574066.6214 | 137403574.0666 | 137403.5741 | 137.4036 | 350.3791 | 2098.75
Guatemala | 12 | 2281.25 | 6 - 6.5 | 27280737351.7349 | 27280737.3517 | 27280.7374 | 27.2807 | 69.5659 | 2281.25
Guernsey | 7 | 1368.75 | 3.5 - 4 | 91583045.7407 | 91583.0457 | 91.583 | 0.091583 | #N/A | 1368.75
Guinea | 9 | 1733.75 | 4.5 - 5 | 16620831961.4889 | 16620831.9615 | 16620.832 | 16.6208 | 44.8762 | 1733.75
Guinea | 10 | 1916.25 | 5 - 5.5 | 355924934166.3622 | 355924934.1664 | 355924.9342 | 355.9249 | 960.9973 | 1916.25
Guinea | 11 | 2098.75 | 5.5 - 6 | 357467363126.7632 | 357467363.1268 | 357467.3631 | 357.4674 | 965.1619 | 2098.75
Guinea-Bissau | 10 | 1916.25 | 5 - 5.5 | 54719510914.1168 | 54719510.9141 | 54719.5109 | 54.7195 | #N/A | 1916.25
Guinea-Bissau | 11 | 2098.75 | 5.5 - 6 | 38942648081.2666 | 38942648.0813 | 38942.6481 | 38.9426 | #N/A | 2098.75
Guyana | 9 | 1733.75 | 4.5 - 5 | 264907294051.1458 | 264907294.0511 | 264907.2941 | 264.9073 | 715.2497 | 1733.75
Guyana | 10 | 1916.25 | 5 - 5.5 | 310602115060.9451 | 310602115.0609 | 310602.1151 | 310.6021 | 838.6257 | 1916.25
Guyana | 11 | 2098.75 | 5.5 - 6 | 312677453.3585 | 312677.4534 | 312.6775 | 0.31268 | 0.84423 | 2098.75
Haiti | 11 | 2098.75 | 5.5 - 6 | 26758515414.6069 | 26758515.4146 | 26758.5154 | 26.7585 | 68.2342 | 2098.75
Haiti | 12 | 2281.25 | 6 - 6.5 | 66189071206.915 | 66189071.2069 | 66189.0712 | 66.1891 | 168.7821 | 2281.25
Heard I. & McDonald Is. | 5 | 1003.75 | 2.5 - 3 | 462246189.165 | 462246.1892 | 462.2462 | 0.46225 | #N/A | 1003.75
Heard I. & McDonald Is. | 6 | 1186.25 | 3 - 3.5 | 1003945.1538 | 1003.9452 | 1.0039 | 0.0010039 | #N/A | 1186.25
Honduras | 9 | 1733.75 | 4.5 - 5 | 57686838121.5785 | 57686838.1216 | 57686.8381 | 57.6868 | 147.1014 | 1733.75
Honduras | 10 | 1916.25 | 5 - 5.5 | 222552467613.3756 | 222552467.6134 | 222552.4676 | 222.5525 | 567.5088 | 1916.25
Honduras | 11 | 2098.75 | 5.5 - 6 | 33182354617.8403 | 33182354.6178 | 33182.3546 | 33.1824 | 84.615 | 2098.75
Honduras | 12 | 2281.25 | 6 - 6.5 | 9194571419.7876 | 9194571.4198 | 9194.5714 | 9.1946 | 23.4462 | 2281.25
Howland I. | 12 | 2281.25 | 6 - 6.5 | 6556633.7055 | 6556.6337 | 6.5566 | 0.0065566 | #N/A | 2281.25
Hungary | 7 | 1368.75 | 3.5 - 4 | 176768643184.7869 | 176768643.1848 | 176768.6432 | 176.7686 | #N/A | 1368.75
Hungary | 8 | 1551.25 | 4 - 4.5 | 16674023535.8787 | 16674023.5359 | 16674.0235 | 16.674 | #N/A | 1551.25
Iceland | 3 | 638.75 | 1.5 - 2 | 147129975.8916 | 147129.9759 | 147.13 | 0.14713 | #N/A | 638.75
Iceland | 4 | 821.25 | 2 - 2.5 | 14099737208.2188 | 14099737.2082 | 14099.7372 | 14.0997 | #N/A | 821.25
Iceland | 5 | 1003.75 | 2.5 - 3 | 128535349938.3704 | 128535349.9384 | 128535.3499 | 128.5353 | #N/A | 1003.75
India | 7 | 1368.75 | 3.5 - 4 | 779955385.285 | 779955.3853 | 779.9554 | 0.77996 | 1.7549 | 1368.75
India | 8 | 1551.25 | 4 - 4.5 | 131397657678.8411 | 131397657.6788 | 131397.6577 | 131.3977 | 295.6447 | 1551.25
India | 9 | 1733.75 | 4.5 - 5 | 356852172406.2444 | 356852172.4062 | 356852.1724 | 356.8522 | 802.9174 | 1733.75
India | 10 | 1916.25 | 5 - 5.5 | 1.6047e+12 | 1604745320.1712 | 1604745.3202 | 1604.7453 | 3610.677 | 1916.25
India | 11 | 2098.75 | 5.5 - 6 | 5.1665e+12 | 5166527059.9843 | 5166527.06 | 5166.5271 | 11624.6859 | 2098.75
India | 12 | 2281.25 | 6 - 6.5 | 2.1269e+12 | 2126916189.7346 | 2126916.1897 | 2126.9162 | 4785.5614 | 2281.25
India | 13 | 2463.75 | 6.5 - 7 | 476362419935.4565 | 476362419.9355 | 476362.4199 | 476.3624 | 1071.8154 | 2463.75
India | 14 | 2646.25 | 7 - 7.5 | 13514424737.7677 | 13514424.7378 | 13514.4247 | 13.5144 | 30.4075 | 2646.25
Indonesia | 8 | 1551.25 | 4 - 4.5 | 99958031173.73 | 99958031.1737 | 99958.0312 | 99.958 | 239.8993 | 1551.25
Indonesia | 9 | 1733.75 | 4.5 - 5 | 3.4396e+12 | 3439635219.0894 | 3439635.2191 | 3439.6352 | 8255.1245 | 1733.75
Indonesia | 10 | 1916.25 | 5 - 5.5 | 923189080730.3618 | 923189080.7304 | 923189.0807 | 923.1891 | 2215.6538 | 1916.25
Indonesia | 11 | 2098.75 | 5.5 - 6 | 403123496080.3472 | 403123496.0803 | 403123.4961 | 403.1235 | 967.4964 | 2098.75
Indonesia | 12 | 2281.25 | 6 - 6.5 | 66238573749.8948 | 66238573.7499 | 66238.5737 | 66.2386 | 158.9726 | 2281.25
Indonesia | 13 | 2463.75 | 6.5 - 7 | 35846440818.579 | 35846440.8186 | 35846.4408 | 35.8464 | 86.0315 | 2463.75
Iran | 7 | 1368.75 | 3.5 - 4 | 1124993528.09 | 1124993.5281 | 1124.9935 | 1.125 | 2.7 | 1368.75
Iran | 8 | 1551.25 | 4 - 4.5 | 115112489447.6785 | 115112489.4477 | 115112.4894 | 115.1125 | 276.27 | 1551.25
Iran | 9 | 1733.75 | 4.5 - 5 | 291971555723.8082 | 291971555.7238 | 291971.5557 | 291.9716 | 700.7317 | 1733.75
Iran | 10 | 1916.25 | 5 - 5.5 | 811046745697.1256 | 811046745.6971 | 811046.7457 | 811.0467 | 1946.5122 | 1916.25
Iran | 11 | 2098.75 | 5.5 - 6 | 3.2151e+12 | 3215106958.3491 | 3215106.9583 | 3215.107 | 7716.2567 | 2098.75
Iran | 12 | 2281.25 | 6 - 6.5 | 736256870270.9237 | 736256870.2709 | 736256.8703 | 736.2569 | 1767.0165 | 2281.25
Iran | 13 | 2463.75 | 6.5 - 7 | 13291679024.5613 | 13291679.0246 | 13291.679 | 13.2917 | 31.9 | 2463.75
Iraq | 9 | 1733.75 | 4.5 - 5 | 219040024159.496 | 219040024.1595 | 219040.0242 | 219.04 | 525.6961 | 1733.75
Iraq | 10 | 1916.25 | 5 - 5.5 | 353299645351.7332 | 353299645.3517 | 353299.6454 | 353.2996 | 847.9191 | 1916.25
Iraq | 11 | 2098.75 | 5.5 - 6 | 16598854400.5091 | 16598854.4005 | 16598.8544 | 16.5989 | 39.8373 | 2098.75
Iraq | 12 | 2281.25 | 6 - 6.5 | 705885469838.4227 | 705885469.8384 | 705885.4698 | 705.8855 | 1694.1251 | 2281.25
Iraq | 13 | 2463.75 | 6.5 - 7 | 59329414609.4138 | 59329414.6094 | 59329.4146 | 59.3294 | 142.3906 | 2463.75
Ireland | 4 | 821.25 | 2 - 2.5 | 8286909.6241 | 8286.9096 | 8.2869 | 0.0082869 | 0.022375 | 821.25
Ireland | 5 | 1003.75 | 2.5 - 3 | 59478704211.9106 | 59478704.2119 | 59478.7042 | 59.4787 | 160.5925 | 1003.75
Ireland | 6 | 1186.25 | 3 - 3.5 | 51406433431.7044 | 51406433.4317 | 51406.4334 | 51.4064 | 138.7974 | 1186.25
Isle of Man | 5 | 1003.75 | 2.5 - 3 | 471543167.0466 | 471543.167 | 471.5432 | 0.47154 | #N/A | 1003.75
Israel | 10 | 1916.25 | 5 - 5.5 | 11454420677.1811 | 11454420.6772 | 11454.4207 | 11.4544 | 27.4906 | 1916.25
Israel | 11 | 2098.75 | 5.5 - 6 | 16053467719.756 | 16053467.7198 | 16053.4677 | 16.0535 | 38.5283 | 2098.75
Israel | 12 | 2281.25 | 6 - 6.5 | 43472979181.966 | 43472979.182 | 43472.9792 | 43.473 | 104.3352 | 2281.25
Israel | 13 | 2463.75 | 6.5 - 7 | 3574030376.4663 | 3574030.3765 | 3574.0304 | 3.574 | 8.5777 | 2463.75
Italy | 7 | 1368.75 | 3.5 - 4 | 89939020964.9972 | 89939020.965 | 89939.021 | 89.939 | 242.8354 | 1368.75
Italy | 8 | 1551.25 | 4 - 4.5 | 226922883256.6225 | 226922883.2566 | 226922.8833 | 226.9229 | 612.6918 | 1551.25
Italy | 9 | 1733.75 | 4.5 - 5 | 272321185526.3269 | 272321185.5263 | 272321.1855 | 272.3212 | 735.2672 | 1733.75
Italy | 10 | 1916.25 | 5 - 5.5 | 153827210848.2355 | 153827210.8482 | 153827.2108 | 153.8272 | 415.3335 | 1916.25
Italy | 11 | 2098.75 | 5.5 - 6 | 9170032215.0767 | 9170032.2151 | 9170.0322 | 9.17 | 24.7591 | 2098.75
Jamaica | 10 | 1916.25 | 5 - 5.5 | 4976377933.779 | 4976377.9338 | 4976.3779 | 4.9764 | 13.4362 | 1916.25
Jamaica | 11 | 2098.75 | 5.5 - 6 | 28980485669.829 | 28980485.6698 | 28980.4857 | 28.9805 | 78.2473 | 2098.75
Jan Mayen | 4 | 821.25 | 2 - 2.5 | 515853182.2947 | 515853.1823 | 515.8532 | 0.51585 | #N/A | 821.25
Jan Mayen | 5 | 1003.75 | 2.5 - 3 | 74729618.7111 | 74729.6187 | 74.7296 | 0.07473 | #N/A | 1003.75
Japan | 7 | 1368.75 | 3.5 - 4 | 402273261118.441 | 402273261.1184 | 402273.2611 | 402.2733 | 1086.1378 | 1368.75
Japan | 8 | 1551.25 | 4 - 4.5 | 371920178865.114 | 371920178.8651 | 371920.1789 | 371.9202 | 1004.1845 | 1551.25
Japan | 9 | 1733.75 | 4.5 - 5 | 34959193529.654 | 34959193.5297 | 34959.1935 | 34.9592 | 94.3898 | 1733.75
Jarvis I. | 13 | 2463.75 | 6.5 - 7 | 13250556.5243 | 13250.5565 | 13.2506 | 0.013251 | #N/A | 2463.75
Jersey | 7 | 1368.75 | 3.5 - 4 | 217963729.6679 | 217963.7297 | 217.9637 | 0.21796 | #N/A | 1368.75
Johnston Atoll | 12 | 2281.25 | 6 - 6.5 | 1723559.0682 | 1723.5591 | 1.7236 | 0.0017236 | #N/A | 2281.25
Jordan | 10 | 1916.25 | 5 - 5.5 | 26308519426.412 | 26308519.4264 | 26308.5194 | 26.3085 | 63.1404 | 1916.25
Jordan | 12 | 2281.25 | 6 - 6.5 | 128336698981.264 | 128336698.9813 | 128336.699 | 128.3367 | 308.0081 | 2281.25
Jordan | 13 | 2463.75 | 6.5 - 7 | 150580165809.0437 | 150580165.809 | 150580.1658 | 150.5802 | 361.3924 | 2463.75
Juan De Nova I. | 11 | 2098.75 | 5.5 - 6 | 14265074.5898 | 14265.0746 | 14.2651 | 0.014265 | #N/A | 2098.75
Kazakhstan | 7 | 1368.75 | 3.5 - 4 | 989583248637.871 | 989583248.6379 | 989583.2486 | 989.5832 | 2671.8748 | 1368.75
Kazakhstan | 8 | 1551.25 | 4 - 4.5 | 3.7238e+12 | 3723834218.1445 | 3723834.2181 | 3723.8342 | 10054.3524 | 1551.25
Kazakhstan | 9 | 1733.75 | 4.5 - 5 | 1.8751e+12 | 1875144794.0203 | 1875144.794 | 1875.1448 | 5062.8909 | 1733.75
Kazakhstan | 10 | 1916.25 | 5 - 5.5 | 95181548367.1675 | 95181548.3672 | 95181.5484 | 95.1815 | 256.9902 | 1916.25
Kazakhstan | 11 | 2098.75 | 5.5 - 6 | 597518292.3353 | 597518.2923 | 597.5183 | 0.59752 | 1.6133 | 2098.75
Kenya | 8 | 1551.25 | 4 - 4.5 | 2877997284.82 | 2877997.2848 | 2877.9973 | 2.878 | 6.9072 | 1551.25
Kenya | 9 | 1733.75 | 4.5 - 5 | 50320210651.8056 | 50320210.6518 | 50320.2107 | 50.3202 | 120.7685 | 1733.75
Kenya | 10 | 1916.25 | 5 - 5.5 | 343951138118.2632 | 343951138.1183 | 343951.1381 | 343.9511 | 825.4827 | 1916.25
Kenya | 11 | 2098.75 | 5.5 - 6 | 771922689691.0804 | 771922689.6911 | 771922.6897 | 771.9227 | 1852.6145 | 2098.75
Kenya | 12 | 2281.25 | 6 - 6.5 | 482993556633.9356 | 482993556.6339 | 482993.5566 | 482.9936 | 1159.1845 | 2281.25
Kenya | 13 | 2463.75 | 6.5 - 7 | 205724450236.3098 | 205724450.2363 | 205724.4502 | 205.7245 | 493.7387 | 2463.75
Kiribati | 13 | 2463.75 | 6.5 - 7 | 956020998.186 | 956020.9982 | 956.021 | 0.95602 | #N/A | 2463.75
Kuwait | 11 | 2098.75 | 5.5 - 6 | 7967571325.419 | 7967571.3254 | 7967.5713 | 7.9676 | 20.3173 | 2098.75
Kuwait | 12 | 2281.25 | 6 - 6.5 | 48333681941.5383 | 48333681.9415 | 48333.6819 | 48.3337 | 123.2509 | 2281.25
Kyrgyzstan | 8 | 1551.25 | 4 - 4.5 | 54562592854.8 | 54562592.8548 | 54562.5929 | 54.5626 | 147.319 | 1551.25
Kyrgyzstan | 9 | 1733.75 | 4.5 - 5 | 268427305310.8307 | 268427305.3108 | 268427.3053 | 268.4273 | 724.7537 | 1733.75
Kyrgyzstan | 10 | 1916.25 | 5 - 5.5 | 210920741700.3698 | 210920741.7004 | 210920.7417 | 210.9207 | 569.486 | 1916.25
Kyrgyzstan | 11 | 2098.75 | 5.5 - 6 | 3374780849.8119 | 3374780.8498 | 3374.7808 | 3.3748 | 9.1119 | 2098.75
Laos | 8 | 1551.25 | 4 - 4.5 | 308632875.4933 | 308632.8755 | 308.6329 | 0.30863 | 0.83331 | 1551.25
Laos | 9 | 1733.75 | 4.5 - 5 | 109048765849.6175 | 109048765.8496 | 109048.7658 | 109.0488 | 294.4317 | 1733.75
Laos | 10 | 1916.25 | 5 - 5.5 | 386788069133.4391 | 386788069.1334 | 386788.0691 | 386.7881 | 1044.3278 | 1916.25
Laos | 11 | 2098.75 | 5.5 - 6 | 172938522222.6335 | 172938522.2226 | 172938.5222 | 172.9385 | 466.934 | 2098.75
Latvia | 6 | 1186.25 | 3 - 3.5 | 115235200468.4279 | 115235200.4684 | 115235.2005 | 115.2352 | #N/A | 1186.25
Lebanon | 9 | 1733.75 | 4.5 - 5 | 191775341.049 | 191775.341 | 191.7753 | 0.19178 | 0.51779 | 1733.75
Lebanon | 10 | 1916.25 | 5 - 5.5 | 28196592173.7255 | 28196592.1737 | 28196.5922 | 28.1966 | 76.1308 | 1916.25
Lebanon | 11 | 2098.75 | 5.5 - 6 | 3220374789.953 | 3220374.79 | 3220.3748 | 3.2204 | 8.695 | 2098.75
Lesotho | 11 | 2098.75 | 5.5 - 6 | 9743536317.52 | 9743536.3175 | 9743.5363 | 9.7435 | #N/A | 2098.75
Lesotho | 12 | 2281.25 | 6 - 6.5 | 94854397059.9417 | 94854397.0599 | 94854.3971 | 94.8544 | #N/A | 2281.25
Liberia | 8 | 1551.25 | 4 - 4.5 | 8534740759.9747 | 8534740.76 | 8534.7408 | 8.5347 | 23.0438 | 1551.25
Liberia | 9 | 1733.75 | 4.5 - 5 | 225180312925.7013 | 225180312.9257 | 225180.3129 | 225.1803 | 607.9868 | 1733.75
Liberia | 10 | 1916.25 | 5 - 5.5 | 12732040921.972 | 12732040.922 | 12732.0409 | 12.732 | 34.3765 | 1916.25
Libya | 10 | 1916.25 | 5 - 5.5 | 43267705348.8305 | 43267705.3488 | 43267.7053 | 43.2677 | 97.3523 | 1916.25
Libya | 11 | 2098.75 | 5.5 - 6 | 157073350305.8366 | 157073350.3058 | 157073.3503 | 157.0734 | 353.415 | 2098.75
Libya | 12 | 2281.25 | 6 - 6.5 | 609239332384.4382 | 609239332.3844 | 609239.3324 | 609.2393 | 1370.7885 | 2281.25
Libya | 13 | 2463.75 | 6.5 - 7 | 4.3059e+12 | 4305945130.6754 | 4305945.1307 | 4305.9451 | 9688.3765 | 2463.75
Libya | 14 | 2646.25 | 7 - 7.5 | 861330178597.7496 | 861330178.5977 | 861330.1786 | 861.3302 | 1937.9929 | 2646.25
Liechtenstein | 7 | 1368.75 | 3.5 - 4 | 71256677.9938 | 71256.678 | 71.2567 | 0.071257 | #N/A | 1368.75
Liechtenstein | 8 | 1551.25 | 4 - 4.5 | 174318637.3379 | 174318.6373 | 174.3186 | 0.17432 | #N/A | 1551.25
Lithuania | 6 | 1186.25 | 3 - 3.5 | 113249947077.2409 | 113249947.0772 | 113249.9471 | 113.2499 | #N/A | 1186.25
Luxembourg | 6 | 1186.25 | 3 - 3.5 | 4484425974.9337 | 4484425.9749 | 4484.426 | 4.4844 | #N/A | 1186.25
Macedonia | 8 | 1551.25 | 4 - 4.5 | 31609136993.5421 | 31609136.9935 | 31609.137 | 31.6091 | 85.3447 | 1551.25
Macedonia | 9 | 1733.75 | 4.5 - 5 | 30085399607.0122 | 30085399.607 | 30085.3996 | 30.0854 | 81.2306 | 1733.75
Madagascar | 9 | 1733.75 | 4.5 - 5 | 132998519437.5575 | 132998519.4376 | 132998.5194 | 132.9985 | 319.1964 | 1733.75
Madagascar | 10 | 1916.25 | 5 - 5.5 | 339711571300.6791 | 339711571.3007 | 339711.5713 | 339.7116 | 815.3078 | 1916.25
Madagascar | 11 | 2098.75 | 5.5 - 6 | 255320488423.4671 | 255320488.4235 | 255320.4884 | 255.3205 | 612.7692 | 2098.75
Madagascar | 12 | 2281.25 | 6 - 6.5 | 1.042e+12 | 1042031036.3624 | 1042031.0364 | 1042.031 | 2500.8745 | 2281.25
Madagascar | 13 | 2463.75 | 6.5 - 7 | 134569854304.98 | 134569854.305 | 134569.8543 | 134.5699 | 322.9677 | 2463.75
Malawi | 10 | 1916.25 | 5 - 5.5 | 118789292805.4278 | 118789292.8054 | 118789.2928 | 118.7893 | 320.7311 | 1916.25
Malawi | 11 | 2098.75 | 5.5 - 6 | 237495544306.0623 | 237495544.3061 | 237495.5443 | 237.4955 | 641.238 | 2098.75
Malaysia | 8 | 1551.25 | 4 - 4.5 | 3073423642.15 | 3073423.6422 | 3073.4236 | 3.0734 | 8.2982 | 1551.25
Malaysia | 9 | 1733.75 | 4.5 - 5 | 593004681726.088 | 593004681.7261 | 593004.6817 | 593.0047 | 1601.1126 | 1733.75
Malaysia | 10 | 1916.25 | 5 - 5.5 | 265008765497.4104 | 265008765.4974 | 265008.7655 | 265.0088 | 715.5237 | 1916.25
Malaysia | 11 | 2098.75 | 5.5 - 6 | 13861999088.5873 | 13861999.0886 | 13861.9991 | 13.862 | 37.4274 | 2098.75
Maldives | 11 | 2098.75 | 5.5 - 6 | 793732.3422 | 793.7323 | 0.79373 | 0.00079373 | #N/A | 2098.75
Mali | 10 | 1916.25 | 5 - 5.5 | 2874159975.12 | 2874159.9751 | 2874.16 | 2.8742 | 6.898 | 1916.25
Mali | 11 | 2098.75 | 5.5 - 6 | 758599762675.2047 | 758599762.6752 | 758599.7627 | 758.5998 | 1820.6394 | 2098.75
Mali | 12 | 2281.25 | 6 - 6.5 | 2.2576e+12 | 2257619480.8833 | 2257619.4809 | 2257.6195 | 5418.2868 | 2281.25
Mali | 13 | 2463.75 | 6.5 - 7 | 1.2931e+12 | 1293093932.0444 | 1293093.932 | 1293.0939 | 3103.4254 | 2463.75
Malta | 10 | 1916.25 | 5 - 5.5 | 628844778.9066 | 628844.7789 | 628.8448 | 0.62884 | 1.6979 | 1916.25
Marshall Is. | 11 | 2098.75 | 5.5 - 6 | 36982470.7213 | 36982.4707 | 36.9825 | 0.036982 | #N/A | 2098.75
Martinique | 9 | 1733.75 | 4.5 - 5 | 908922727.6991 | 908922.7277 | 908.9227 | 0.90892 | #N/A | 1733.75
Martinique | 10 | 1916.25 | 5 - 5.5 | 1252896933.98 | 1252896.934 | 1252.8969 | 1.2529 | #N/A | 1916.25
Mauritania | 10 | 1916.25 | 5 - 5.5 | 181131.8 | 181.1318 | 0.18113 | 0.00018113 | 0.00043472 | 1916.25
Mauritania | 11 | 2098.75 | 5.5 - 6 | 83371527981.7432 | 83371527.9817 | 83371.528 | 83.3715 | 200.0917 | 2098.75
Mauritania | 12 | 2281.25 | 6 - 6.5 | 2.5272e+12 | 2527243663.4688 | 2527243.6635 | 2527.2437 | 6065.3848 | 2281.25
Mauritania | 13 | 2463.75 | 6.5 - 7 | 988309876515.6565 | 988309876.5157 | 988309.8765 | 988.3099 | 2371.9437 | 2463.75
Mauritius | 9 | 1733.75 | 4.5 - 5 | 524224215.784 | 524224.2158 | 524.2242 | 0.52422 | 1.4154 | 1733.75
Mauritius | 10 | 1916.25 | 5 - 5.5 | 2300345709.05 | 2300345.7091 | 2300.3457 | 2.3003 | 6.2109 | 1916.25
Mauritius | 11 | 2098.75 | 5.5 - 6 | 1175933619.512 | 1175933.6195 | 1175.9336 | 1.1759 | 3.175 | 2098.75
Mayotte | 10 | 1916.25 | 5 - 5.5 | 301528234.629 | 301528.2346 | 301.5282 | 0.30153 | #N/A | 1916.25
Mayotte | 11 | 2098.75 | 5.5 - 6 | 488347398.79 | 488347.3988 | 488.3474 | 0.48835 | #N/A | 2098.75
Mexico | 9 | 1733.75 | 4.5 - 5 | 22990492617.4117 | 22990492.6174 | 22990.4926 | 22.9905 | 55.1772 | 1733.75
Mexico | 10 | 1916.25 | 5 - 5.5 | 796366332859.344 | 796366332.8593 | 796366.3329 | 796.3663 | 1911.2792 | 1916.25
Mexico | 11 | 2098.75 | 5.5 - 6 | 1.8115e+12 | 1811546683.8749 | 1811546.6839 | 1811.5467 | 4347.712 | 2098.75
Mexico | 12 | 2281.25 | 6 - 6.5 | 2.3594e+12 | 2359373313.0603 | 2359373.3131 | 2359.3733 | 5662.496 | 2281.25
Mexico | 13 | 2463.75 | 6.5 - 7 | 1.4789e+12 | 1478879135.4281 | 1478879.1354 | 1478.8791 | 3549.3099 | 2463.75
Micronesia | 10 | 1916.25 | 5 - 5.5 | 462954496.488 | 462954.4965 | 462.9545 | 0.46295 | #N/A | 1916.25
Midway Is. | 10 | 1916.25 | 5 - 5.5 | 11458322.8988 | 11458.3229 | 11.4583 | 0.011458 | #N/A | 1916.25
Moldova | 7 | 1368.75 | 3.5 - 4 | 30606316533.6969 | 30606316.5337 | 30606.3165 | 30.6063 | 82.6371 | 1368.75
Moldova | 8 | 1551.25 | 4 - 4.5 | 43743853619.4499 | 43743853.6194 | 43743.8536 | 43.7439 | 118.1084 | 1551.25
Monaco | 9 | 1733.75 | 4.5 - 5 | 13958415.5217 | 13958.4155 | 13.9584 | 0.013958 | #N/A | 1733.75
Mongolia | 8 | 1551.25 | 4 - 4.5 | 19909439300.8296 | 19909439.3008 | 19909.4393 | 19.9094 | 50.7691 | 1551.25
Mongolia | 9 | 1733.75 | 4.5 - 5 | 389856244913.237 | 389856244.9132 | 389856.2449 | 389.8562 | 994.1334 | 1733.75
Mongolia | 10 | 1916.25 | 5 - 5.5 | 1.4366e+12 | 1436560741.3568 | 1436560.7414 | 1436.5607 | 3663.2299 | 1916.25
Mongolia | 11 | 2098.75 | 5.5 - 6 | 1.6761e+12 | 1676102312.8954 | 1676102.3129 | 1676.1023 | 4274.0609 | 2098.75
Mongolia | 12 | 2281.25 | 6 - 6.5 | 1.2518e+12 | 1251763116.1651 | 1251763.1162 | 1251.7631 | 3191.9959 | 2281.25
Montenegro | 8 | 1551.25 | 4 - 4.5 | 6516333033.5244 | 6516333.0335 | 6516.333 | 6.5163 | #N/A | 1551.25
Montenegro | 9 | 1733.75 | 4.5 - 5 | 28556703003.9941 | 28556703.004 | 28556.703 | 28.5567 | #N/A | 1733.75
Montenegro | 10 | 1916.25 | 5 - 5.5 | 40047995.2881 | 40047.9953 | 40.048 | 0.040048 | #N/A | 1916.25
Montserrat | 10 | 1916.25 | 5 - 5.5 | 219511191.693 | 219511.1917 | 219.5112 | 0.21951 | #N/A | 1916.25
Morocco | 10 | 1916.25 | 5 - 5.5 | 364496591260.835 | 364496591.2608 | 364496.5913 | 364.4966 | 874.7918 | 1916.25
Morocco | 11 | 2098.75 | 5.5 - 6 | 308697880543.1242 | 308697880.5431 | 308697.8805 | 308.6979 | 740.8749 | 2098.75
Morocco | 12 | 2281.25 | 6 - 6.5 | 340692800584.2026 | 340692800.5842 | 340692.8006 | 340.6928 | 817.6627 | 2281.25
Morocco | 13 | 2463.75 | 6.5 - 7 | 301233942356.7274 | 301233942.3567 | 301233.9424 | 301.2339 | 722.9615 | 2463.75
Mozambique | 10 | 1916.25 | 5 - 5.5 | 204714855706.213 | 204714855.7062 | 204714.8557 | 204.7149 | 522.0229 | 1916.25
Mozambique | 11 | 2098.75 | 5.5 - 6 | 2.0148e+12 | 2014807266.6559 | 2014807.2667 | 2014.8073 | 5137.7585 | 2098.75
Mozambique | 12 | 2281.25 | 6 - 6.5 | 258048492362.063 | 258048492.3621 | 258048.4924 | 258.0485 | 658.0237 | 2281.25
Myanmar | 8 | 1551.25 | 4 - 4.5 | 16211423026.3144 | 16211423.0263 | 16211.423 | 16.2114 | 43.7708 | 1551.25
Myanmar | 9 | 1733.75 | 4.5 - 5 | 143160317217.6094 | 143160317.2176 | 143160.3172 | 143.1603 | 386.5329 | 1733.75
Myanmar | 10 | 1916.25 | 5 - 5.5 | 943227855771.4148 | 943227855.7714 | 943227.8558 | 943.2279 | 2546.7152 | 1916.25
Myanmar | 11 | 2098.75 | 5.5 - 6 | 837806893109.3473 | 837806893.1093 | 837806.8931 | 837.8069 | 2262.0786 | 2098.75
Namibia | 10 | 1916.25 | 5 - 5.5 | 12440804234.3874 | 12440804.2344 | 12440.8042 | 12.4408 | 27.9918 | 1916.25
Namibia | 11 | 2098.75 | 5.5 - 6 | 43297147561.7602 | 43297147.5618 | 43297.1476 | 43.2971 | 97.4186 | 2098.75
Namibia | 12 | 2281.25 | 6 - 6.5 | 485042934998.5328 | 485042934.9985 | 485042.935 | 485.0429 | 1091.3466 | 2281.25
Namibia | 13 | 2463.75 | 6.5 - 7 | 2.3837e+12 | 2383734312.7259 | 2383734.3127 | 2383.7343 | 5363.4022 | 2463.75
Namibia | 14 | 2646.25 | 7 - 7.5 | 108976956876.78 | 108976956.8768 | 108976.9569 | 108.977 | 245.1982 | 2646.25
Nauru | 12 | 2281.25 | 6 - 6.5 | 62453184.505 | 62453.1845 | 62.4532 | 0.062453 | #N/A | 2281.25
Nepal | 10 | 1916.25 | 5 - 5.5 | 130393425942.2625 | 130393425.9423 | 130393.4259 | 130.3934 | 312.9442 | 1916.25
Nepal | 11 | 2098.75 | 5.5 - 6 | 184574417130.1907 | 184574417.1302 | 184574.4171 | 184.5744 | 442.9786 | 2098.75
Nepal | 12 | 2281.25 | 6 - 6.5 | 131978274832.6403 | 131978274.8326 | 131978.2748 | 131.9783 | 316.7479 | 2281.25
Nepal | 13 | 2463.75 | 6.5 - 7 | 19697049421.8531 | 19697049.4219 | 19697.0494 | 19.697 | 47.2729 | 2463.75
Netherlands | 5 | 1003.75 | 2.5 - 3 | 14996516122.3038 | 14996516.1223 | 14996.5161 | 14.9965 | 40.4906 | 1003.75
Netherlands | 6 | 1186.25 | 3 - 3.5 | 42663170593.3959 | 42663170.5934 | 42663.1706 | 42.6632 | 115.1906 | 1186.25
Netherlands Antilles | 10 | 1916.25 | 5 - 5.5 | 1282311220.5673 | 1282311.2206 | 1282.3112 | 1.2823 | #N/A | 1916.25
New Caledonia | 11 | 2098.75 | 5.5 - 6 | 54310378850.035 | 54310378.85 | 54310.3789 | 54.3104 | #N/A | 2098.75
New Caledonia | 12 | 2281.25 | 6 - 6.5 | 2269902069.3676 | 2269902.0694 | 2269.9021 | 2.2699 | #N/A | 2281.25
New Zealand | 6 | 1186.25 | 3 - 3.5 | 38266627121.463 | 38266627.1215 | 38266.6271 | 38.2666 | 103.3199 | 1186.25
New Zealand | 7 | 1368.75 | 3.5 - 4 | 201511229186.878 | 201511229.1869 | 201511.2292 | 201.5112 | 544.0803 | 1368.75
New Zealand | 8 | 1551.25 | 4 - 4.5 | 260144746892.117 | 260144746.8921 | 260144.7469 | 260.1447 | 702.3908 | 1551.25
New Zealand | 9 | 1733.75 | 4.5 - 5 | 84374231365.4122 | 84374231.3654 | 84374.2314 | 84.3742 | 227.8104 | 1733.75
New Zealand | 10 | 1916.25 | 5 - 5.5 | 8400898382.38 | 8400898.3824 | 8400.8984 | 8.4009 | 22.6824 | 1916.25
Nicaragua | 9 | 1733.75 | 4.5 - 5 | 225712007946.5311 | 225712007.9465 | 225712.0079 | 225.712 | 541.7088 | 1733.75
Nicaragua | 10 | 1916.25 | 5 - 5.5 | 69610442904.7725 | 69610442.9048 | 69610.4429 | 69.6104 | 167.0651 | 1916.25
Nicaragua | 11 | 2098.75 | 5.5 - 6 | 60488382603.085 | 60488382.6031 | 60488.3826 | 60.4884 | 145.1721 | 2098.75
Nicaragua | 12 | 2281.25 | 6 - 6.5 | 3195827174.95 | 3195827.1749 | 3195.8272 | 3.1958 | 7.67 | 2281.25
Nicaragua | 13 | 2463.75 | 6.5 - 7 | 3131965.9671 | 3131.966 | 3.132 | 0.003132 | 0.0075167 | 2463.75
Niger | 11 | 2098.75 | 5.5 - 6 | 58175745368.1689 | 58175745.3682 | 58175.7454 | 58.1757 | 130.8954 | 2098.75
Niger | 12 | 2281.25 | 6 - 6.5 | 1.2612e+12 | 1261182782.4369 | 1261182.7824 | 1261.1828 | 2837.6613 | 2281.25
Niger | 13 | 2463.75 | 6.5 - 7 | 2.9307e+12 | 2930655916.1309 | 2930655.9161 | 2930.6559 | 6593.9758 | 2463.75
Niger | 14 | 2646.25 | 7 - 7.5 | 4432487507.058 | 4432487.5071 | 4432.4875 | 4.4325 | 9.9731 | 2646.25
Nigeria | 8 | 1551.25 | 4 - 4.5 | 76661525543.4724 | 76661525.5435 | 76661.5255 | 76.6615 | 195.4869 | 1551.25
Nigeria | 9 | 1733.75 | 4.5 - 5 | 396867194625.5565 | 396867194.6256 | 396867.1946 | 396.8672 | 1012.0113 | 1733.75
Nigeria | 10 | 1916.25 | 5 - 5.5 | 525632753572.8269 | 525632753.5728 | 525632.7536 | 525.6328 | 1340.3635 | 1916.25
Nigeria | 11 | 2098.75 | 5.5 - 6 | 639857729741.8223 | 639857729.7418 | 639857.7297 | 639.8577 | 1631.6372 | 2098.75
Nigeria | 12 | 2281.25 | 6 - 6.5 | 1.1447e+12 | 1144704747.6055 | 1144704.7476 | 1144.7047 | 2918.9971 | 2281.25
Niue | 11 | 2098.75 | 5.5 - 6 | 546035402.1247 | 546035.4021 | 546.0354 | 0.54604 | #N/A | 2098.75
Norfolk I. | 11 | 2098.75 | 5.5 - 6 | 118243758.22 | 118243.7582 | 118.2438 | 0.11824 | #N/A | 2098.75
North Korea | 7 | 1368.75 | 3.5 - 4 | 1127342805.74 | 1127342.8057 | 1127.3428 | 1.1273 | 3.0438 | 1368.75
North Korea | 8 | 1551.25 | 4 - 4.5 | 82158003123.8938 | 82158003.1239 | 82158.0031 | 82.158 | 221.8266 | 1551.25
North Korea | 9 | 1733.75 | 4.5 - 5 | 224964564168.2258 | 224964564.1682 | 224964.5642 | 224.9646 | 607.4043 | 1733.75
North Korea | 10 | 1916.25 | 5 - 5.5 | 725168006.3221 | 725168.0063 | 725.168 | 0.72517 | 1.958 | 1916.25
Northern Mariana Is. | 12 | 2281.25 | 6 - 6.5 | 249686902.194 | 249686.9022 | 249.6869 | 0.24969 | #N/A | 2281.25
Norway | 4 | 821.25 | 2 - 2.5 | 24020573403.5454 | 24020573.4035 | 24020.5734 | 24.0206 | 64.8555 | 821.25
Norway | 5 | 1003.75 | 2.5 - 3 | 431824358039.7427 | 431824358.0397 | 431824.358 | 431.8244 | 1165.9258 | 1003.75
Norway | 6 | 1186.25 | 3 - 3.5 | 5186176157.2526 | 5186176.1573 | 5186.1762 | 5.1862 | 14.0027 | 1186.25
Oman | 11 | 2098.75 | 5.5 - 6 | 254032043700.095 | 254032043.7001 | 254032.0437 | 254.032 | 609.6769 | 2098.75
Oman | 12 | 2281.25 | 6 - 6.5 | 155798296242.1714 | 155798296.2422 | 155798.2962 | 155.7983 | 373.9159 | 2281.25
Oman | 13 | 2463.75 | 6.5 - 7 | 672757954165.4957 | 672757954.1655 | 672757.9542 | 672.758 | 1614.6191 | 2463.75
Pakistan | 9 | 1733.75 | 4.5 - 5 | 50324866.3066 | 50324.8663 | 50.3249 | 0.050325 | 0.12078 | 1733.75
Pakistan | 10 | 1916.25 | 5 - 5.5 | 3868847811.312 | 3868847.8113 | 3868.8478 | 3.8688 | 9.2852 | 1916.25
Pakistan | 11 | 2098.75 | 5.5 - 6 | 593298940619.5656 | 593298940.6196 | 593298.9406 | 593.2989 | 1423.9175 | 2098.75
Pakistan | 12 | 2281.25 | 6 - 6.5 | 1.7538e+12 | 1753797280.5523 | 1753797.2806 | 1753.7973 | 4209.1135 | 2281.25
Pakistan | 13 | 2463.75 | 6.5 - 7 | 659675856384.3788 | 659675856.3844 | 659675.8564 | 659.6759 | 1583.2221 | 2463.75
Palau | 10 | 1916.25 | 5 - 5.5 | 693443902.337 | 693443.9023 | 693.4439 | 0.69344 | #N/A | 1916.25
Panama | 8 | 1551.25 | 4 - 4.5 | 81630802319.57 | 81630802.3196 | 81630.8023 | 81.6308 | 220.4032 | 1551.25
Panama | 9 | 1733.75 | 4.5 - 5 | 95455338180.687 | 95455338.1807 | 95455.3382 | 95.4553 | 257.7294 | 1733.75
Panama | 10 | 1916.25 | 5 - 5.5 | 8142489795.4405 | 8142489.7954 | 8142.4898 | 8.1425 | 21.9847 | 1916.25
Papua New Guinea | 8 | 1551.25 | 4 - 4.5 | 25258998458.78 | 25258998.4588 | 25258.9985 | 25.259 | #N/A | 1551.25
Papua New Guinea | 9 | 1733.75 | 4.5 - 5 | 863380743173.4658 | 863380743.1735 | 863380.7432 | 863.3807 | #N/A | 1733.75
Papua New Guinea | 10 | 1916.25 | 5 - 5.5 | 248190836394.7611 | 248190836.3948 | 248190.8364 | 248.1908 | #N/A | 1916.25
Papua New Guinea | 11 | 2098.75 | 5.5 - 6 | 99052026425.319 | 99052026.4253 | 99052.0264 | 99.052 | #N/A | 2098.75
Papua New Guinea | 12 | 2281.25 | 6 - 6.5 | 8254377250.15 | 8254377.2501 | 8254.3773 | 8.2544 | #N/A | 2281.25
Paraguay | 9 | 1733.75 | 4.5 - 5 | 135301685438.44 | 135301685.4384 | 135301.6854 | 135.3017 | 365.3146 | 1733.75
Paraguay | 10 | 1916.25 | 5 - 5.5 | 971525377685.022 | 971525377.685 | 971525.3777 | 971.5254 | 2623.1185 | 1916.25
Paraguay | 11 | 2098.75 | 5.5 - 6 | 5393961282.6645 | 5393961.2827 | 5393.9613 | 5.394 | 14.5637 | 2098.75
Peru | 7 | 1368.75 | 3.5 - 4 | 29743647550.92 | 29743647.5509 | 29743.6476 | 29.7436 | 71.3848 | 1368.75
Peru | 8 | 1551.25 | 4 - 4.5 | 856307859034.8191 | 856307859.0348 | 856307.859 | 856.3079 | 2055.1389 | 1551.25
Peru | 9 | 1733.75 | 4.5 - 5 | 990739848726.8254 | 990739848.7268 | 990739.8487 | 990.7398 | 2377.7756 | 1733.75
Peru | 10 | 1916.25 | 5 - 5.5 | 296321248200.0729 | 296321248.2001 | 296321.2482 | 296.3212 | 711.171 | 1916.25
Peru | 11 | 2098.75 | 5.5 - 6 | 680091095937.984 | 680091095.938 | 680091.0959 | 680.0911 | 1632.2186 | 2098.75
Peru | 12 | 2281.25 | 6 - 6.5 | 708512702132.9141 | 708512702.1329 | 708512.7021 | 708.5127 | 1700.4305 | 2281.25
Peru | 13 | 2463.75 | 6.5 - 7 | 15125157877.1 | 15125157.8771 | 15125.1579 | 15.1252 | 36.3004 | 2463.75
Philippines | 9 | 1733.75 | 4.5 - 5 | 169063283375.2903 | 169063283.3753 | 169063.2834 | 169.0633 | 431.1114 | 1733.75
Philippines | 10 | 1916.25 | 5 - 5.5 | 585909185224.7375 | 585909185.2247 | 585909.1852 | 585.9092 | 1494.0684 | 1916.25
Philippines | 11 | 2098.75 | 5.5 - 6 | 35972861268.653 | 35972861.2687 | 35972.8613 | 35.9729 | 91.7308 | 2098.75
Philippines | 12 | 2281.25 | 6 - 6.5 | 1202078678.726 | 1202078.6787 | 1202.0787 | 1.2021 | 3.0653 | 2281.25
Pitcairn Is. | 11 | 2098.75 | 5.5 - 6 | 84431635.8839 | 84431.6359 | 84.4316 | 0.084432 | #N/A | 2098.75
Poland | 5 | 1003.75 | 2.5 - 3 | 190082567.777 | 190082.5678 | 190.0826 | 0.19008 | #N/A | 1003.75
Poland | 6 | 1186.25 | 3 - 3.5 | 545751326194.1408 | 545751326.1941 | 545751.3262 | 545.7513 | #N/A | 1186.25
Poland | 7 | 1368.75 | 3.5 - 4 | 337387278.8073 | 337387.2788 | 337.3873 | 0.33739 | #N/A | 1368.75
Portugal | 8 | 1551.25 | 4 - 4.5 | 33039358.5833 | 33039.3586 | 33.0394 | 0.033039 | 0.089206 | 1551.25
Portugal | 9 | 1733.75 | 4.5 - 5 | 98880663089.5197 | 98880663.0895 | 98880.6631 | 98.8807 | 266.9778 | 1733.75
Portugal | 10 | 1916.25 | 5 - 5.5 | 119697216867.3252 | 119697216.8673 | 119697.2169 | 119.6972 | 323.1825 | 1916.25
Portugal | 11 | 2098.75 | 5.5 - 6 | 35685780206.8987 | 35685780.2069 | 35685.7802 | 35.6858 | 96.3516 | 2098.75
Puerto Rico | 10 | 1916.25 | 5 - 5.5 | 11016760018.631 | 11016760.0186 | 11016.76 | 11.0168 | 28.0927 | 1916.25
Puerto Rico | 11 | 2098.75 | 5.5 - 6 | 16302634765.9339 | 16302634.7659 | 16302.6348 | 16.3026 | 41.5717 | 2098.75
Puerto Rico | 12 | 2281.25 | 6 - 6.5 | 141134600.325 | 141134.6003 | 141.1346 | 0.14113 | 0.35989 | 2281.25
Qatar | 10 | 1916.25 | 5 - 5.5 | 17895384741.6 | 17895384.7416 | 17895.3847 | 17.8954 | 45.6332 | 1916.25
Qatar | 11 | 2098.75 | 5.5 - 6 | 11341309088.9 | 11341309.0889 | 11341.3091 | 11.3413 | 28.9203 | 2098.75
Qatar | 12 | 2281.25 | 6 - 6.5 | 3730105642.29 | 3730105.6423 | 3730.1056 | 3.7301 | 9.5118 | 2281.25
Reunion | 9 | 1733.75 | 4.5 - 5 | 2313652157.81 | 2313652.1578 | 2313.6522 | 2.3137 | #N/A | 1733.75
Reunion | 10 | 1916.25 | 5 - 5.5 | 1649000159.71 | 1649000.1597 | 1649.0002 | 1.649 | #N/A | 1916.25
Reunion | 11 | 2098.75 | 5.5 - 6 | 2427516064.34 | 2427516.0643 | 2427.5161 | 2.4275 | #N/A | 2098.75
Romania | 7 | 1368.75 | 3.5 - 4 | 66323298696.7561 | 66323298.6968 | 66323.2987 | 66.3233 | #N/A | 1368.75
Romania | 8 | 1551.25 | 4 - 4.5 | 480134249308.4684 | 480134249.3085 | 480134.2493 | 480.1342 | #N/A | 1551.25
Russia | 3 | 638.75 | 1.5 - 2 | 42257168488.6575 | 42257168.4887 | 42257.1685 | 42.2572 | 114.0944 | 638.75
Russia | 4 | 821.25 | 2 - 2.5 | 1.3325e+12 | 1332501438.6557 | 1332501.4387 | 1332.5014 | 3597.7539 | 821.25
Russia | 5 | 1003.75 | 2.5 - 3 | 6.4583e+12 | 6458333334.0762 | 6458333.3341 | 6458.3333 | 17437.5 | 1003.75
Russia | 6 | 1186.25 | 3 - 3.5 | 1.0088e+13 | 10087510982.4918 | 10087510.9825 | 10087.511 | 27236.2797 | 1186.25
Russia | 7 | 1368.75 | 3.5 - 4 | 8.7767e+12 | 8776713836.2879 | 8776713.8363 | 8776.7138 | 23697.1274 | 1368.75
Russia | 8 | 1551.25 | 4 - 4.5 | 3.5231e+12 | 3523116115.2828 | 3523116.1153 | 3523.1161 | 9512.4135 | 1551.25
Russia | 9 | 1733.75 | 4.5 - 5 | 353003590810.3188 | 353003590.8103 | 353003.5908 | 353.0036 | 953.1097 | 1733.75
Russia | 10 | 1916.25 | 5 - 5.5 | 12717963271.6082 | 12717963.2716 | 12717.9633 | 12.718 | 34.3385 | 1916.25
Russia | 11 | 2098.75 | 5.5 - 6 | 186477339.509 | 186477.3395 | 186.4773 | 0.18648 | 0.50349 | 2098.75
Rwanda | 8 | 1551.25 | 4 - 4.5 | 2764005075.727 | 2764005.0757 | 2764.0051 | 2.764 | 7.4628 | 1551.25
Rwanda | 9 | 1733.75 | 4.5 - 5 | 38392682921.7291 | 38392682.9217 | 38392.6829 | 38.3927 | 103.6602 | 1733.75
Rwanda | 10 | 1916.25 | 5 - 5.5 | 25629943652.0754 | 25629943.6521 | 25629.9437 | 25.6299 | 69.2008 | 1916.25
Samoa | 10 | 1916.25 | 5 - 5.5 | 1389821861.56 | 1389821.8616 | 1389.8219 | 1.3898 | #N/A | 1916.25
Samoa | 11 | 2098.75 | 5.5 - 6 | 4738442365.441 | 4738442.3654 | 4738.4424 | 4.7384 | #N/A | 2098.75
San Marino | 8 | 1551.25 | 4 - 4.5 | 76547003.0319 | 76547.003 | 76.547 | 0.076547 | #N/A | 1551.25
Sao Tome & Principe | 8 | 1551.25 | 4 - 4.5 | 1701401636.2672 | 1701401.6363 | 1701.4016 | 1.7014 | #N/A | 1551.25
Saudi Arabia | 11 | 2098.75 | 5.5 - 6 | 37149574809.5335 | 37149574.8095 | 37149.5748 | 37.1496 | 83.5865 | 2098.75
Saudi Arabia | 12 | 2281.25 | 6 - 6.5 | 1.9679e+12 | 1967898307.3833 | 1967898.3074 | 1967.8983 | 4427.7712 | 2281.25
Saudi Arabia | 13 | 2463.75 | 6.5 - 7 | 4.9354e+12 | 4935373842.7495 | 4935373.8427 | 4935.3738 | 11104.5911 | 2463.75
Saudi Arabia | 14 | 2646.25 | 7 - 7.5 | 26017890194.14 | 26017890.1941 | 26017.8902 | 26.0179 | 58.5403 | 2646.25
Senegal | 10 | 1916.25 | 5 - 5.5 | 26001152424.621 | 26001152.4246 | 26001.1524 | 26.0012 | 66.3029 | 1916.25
Senegal | 11 | 2098.75 | 5.5 - 6 | 484482104748.8716 | 484482104.7489 | 484482.1047 | 484.4821 | 1235.4294 | 2098.75
Senegal | 12 | 2281.25 | 6 - 6.5 | 115327933563.8016 | 115327933.5638 | 115327.9336 | 115.3279 | 294.0862 | 2281.25
Serbia | 7 | 1368.75 | 3.5 - 4 | 17238449697.3185 | 17238449.6973 | 17238.4497 | 17.2384 | 46.5438 | 1368.75
Serbia | 8 | 1551.25 | 4 - 4.5 | 177142335958.2222 | 177142335.9582 | 177142.336 | 177.1423 | 478.2843 | 1551.25
Serbia | 9 | 1733.75 | 4.5 - 5 | 10126295214.5301 | 10126295.2145 | 10126.2952 | 10.1263 | 27.341 | 1733.75
Seychelles | 10 | 1916.25 | 5 - 5.5 | 613563093.5485 | 613563.0935 | 613.5631 | 0.61356 | 1.6566 | 1916.25
Sierra Leone | 9 | 1733.75 | 4.5 - 5 | 118843987104.1697 | 118843987.1042 | 118843.9871 | 118.844 | 320.8788 | 1733.75
Sierra Leone | 10 | 1916.25 | 5 - 5.5 | 78285602144.7087 | 78285602.1447 | 78285.6021 | 78.2856 | 211.3711 | 1916.25
Singapore | 9 | 1733.75 | 4.5 - 5 | 979641023.598 | 979641.0236 | 979.641 | 0.97964 | #N/A | 1733.75
Slovakia | 6 | 1186.25 | 3 - 3.5 | 41496084096.8741 | 41496084.0969 | 41496.0841 | 41.4961 | #N/A | 1186.25
Slovakia | 7 | 1368.75 | 3.5 - 4 | 52115988500.9045 | 52115988.5009 | 52115.9885 | 52.116 | #N/A | 1368.75
Slovenia | 7 | 1368.75 | 3.5 - 4 | 41370842921.0031 | 41370842.921 | 41370.8429 | 41.3708 | #N/A | 1368.75
Slovenia | 8 | 1551.25 | 4 - 4.5 | 609141928.6529 | 609141.9287 | 609.1419 | 0.60914 | #N/A | 1551.25
Solomon Is. | 10 | 1916.25 | 5 - 5.5 | 35935961774.403 | 35935961.7744 | 35935.9618 | 35.936 | #N/A | 1916.25
Solomon Is. | 11 | 2098.75 | 5.5 - 6 | 27171689318.1437 | 27171689.3181 | 27171.6893 | 27.1717 | #N/A | 2098.75
Somalia | 10 | 1916.25 | 5 - 5.5 | 2396020021.4113 | 2396020.0214 | 2396.02 | 2.396 | 5.7504 | 1916.25
Somalia | 11 | 2098.75 | 5.5 - 6 | 676325026226.3328 | 676325026.2263 | 676325.0262 | 676.325 | 1623.1801 | 2098.75
Somalia | 12 | 2281.25 | 6 - 6.5 | 821753049795.4874 | 821753049.7955 | 821753.0498 | 821.753 | 1972.2073 | 2281.25
Somalia | 13 | 2463.75 | 6.5 - 7 | 663516973776.5643 | 663516973.7766 | 663516.9738 | 663.517 | 1592.4407 | 2463.75
South Africa | 6 | 1186.25 | 3 - 3.5 | 234523960.613 | 234523.9606 | 234.524 | 0.23452 | 0.56286 | 1186.25
South Africa | 9 | 1733.75 | 4.5 - 5 | 4045545389.6562 | 4045545.3897 | 4045.5454 | 4.0455 | 9.7093 | 1733.75
South Africa | 10 | 1916.25 | 5 - 5.5 | 126940276186.5981 | 126940276.1866 | 126940.2762 | 126.9403 | 304.6567 | 1916.25
South Africa | 11 | 2098.75 | 5.5 - 6 | 852522781421.4131 | 852522781.4214 | 852522.7814 | 852.5228 | 2046.0547 | 2098.75
South Africa | 12 | 2281.25 | 6 - 6.5 | 1.6271e+12 | 1627123950.7236 | 1627123.9507 | 1627.124 | 3905.0975 | 2281.25
South Africa | 13 | 2463.75 | 6.5 - 7 | 1.5936e+12 | 1593631933.8407 | 1593631.9338 | 1593.6319 | 3824.7166 | 2463.75
South Georgia & the South Sandwich Is. | 4 | 821.25 | 2 - 2.5 | 3942544730.04 | 3942544.73 | 3942.5447 | 3.9425 | #N/A | 821.25
South Georgia & the South Sandwich Is. | 5 | 1003.75 | 2.5 - 3 | 64804.7889 | 64.8048 | 0.064805 | 6.4805e-05 | #N/A | 1003.75
South Georgia & the South Sandwich Is. | 6 | 1186.25 | 3 - 3.5 | 283797731.002 | 283797.731 | 283.7977 | 0.2838 | #N/A | 1186.25
South Korea | 8 | 1551.25 | 4 - 4.5 | 4354578404.2855 | 4354578.4043 | 4354.5784 | 4.3546 | 11.7574 | 1551.25
South Korea | 9 | 1733.75 | 4.5 - 5 | 190777821596.1209 | 190777821.5961 | 190777.8216 | 190.7778 | 515.1001 | 1733.75
South Korea | 10 | 1916.25 | 5 - 5.5 | 55549998421.012 | 55549998.421 | 55549.9984 | 55.55 | 149.985 | 1916.25
Spain | 7 | 1368.75 | 3.5 - 4 | 20034547778.7861 | 20034547.7788 | 20034.5478 | 20.0345 | 54.0933 | 1368.75
Spain | 8 | 1551.25 | 4 - 4.5 | 127082368881.3317 | 127082368.8813 | 127082.3689 | 127.0824 | 343.1224 | 1551.25
Spain | 9 | 1733.75 | 4.5 - 5 | 398409796928.1285 | 398409796.9281 | 398409.7969 | 398.4098 | 1075.7065 | 1733.75
Spain | 10 | 1916.25 | 5 - 5.5 | 795330572094.3187 | 795330572.0943 | 795330.5721 | 795.3306 | 2147.3925 | 1916.25
Spain | 11 | 2098.75 | 5.5 - 6 | 35683100419.1633 | 35683100.4192 | 35683.1004 | 35.6831 | 96.3444 | 2098.75
Sri Lanka | 9 | 1733.75 | 4.5 - 5 | 2113815730.0306 | 2113815.73 | 2113.8157 | 2.1138 | 5.7073 | 1733.75
Sri Lanka | 10 | 1916.25 | 5 - 5.5 | 152445389110.5274 | 152445389.1105 | 152445.3891 | 152.4454 | 411.6026 | 1916.25
Sri Lanka | 11 | 2098.75 | 5.5 - 6 | 34892775228.3699 | 34892775.2284 | 34892.7752 | 34.8928 | 94.2105 | 2098.75
St. Helena | 10 | 1916.25 | 5 - 5.5 | 120763725.265 | 120763.7253 | 120.7637 | 0.12076 | #N/A | 1916.25
St. Helena | 11 | 2098.75 | 5.5 - 6 | 147461495.252 | 147461.4953 | 147.4615 | 0.14746 | #N/A | 2098.75
St. Kitts & Nevis | 10 | 1916.25 | 5 - 5.5 | 450484044.562 | 450484.0446 | 450.484 | 0.45048 | #N/A | 1916.25
St. Lucia | 9 | 1733.75 | 4.5 - 5 | 870906857.321 | 870906.8573 | 870.9069 | 0.87091 | #N/A | 1733.75
St. Lucia | 10 | 1916.25 | 5 - 5.5 | 486142.1465 | 486.1421 | 0.48614 | 0.00048614 | #N/A | 1916.25
St. Pierre & Miquelon | 6 | 1186.25 | 3 - 3.5 | 153678463.6796 | 153678.4637 | 153.6785 | 0.15368 | #N/A | 1186.25
St. Pierre & Miquelon | 7 | 1368.75 | 3.5 - 4 | 405891319.473 | 405891.3195 | 405.8913 | 0.40589 | #N/A | 1368.75
St. Vincent & the Grenadines | 9 | 1733.75 | 4.5 - 5 | 630724099.056 | 630724.0991 | 630.7241 | 0.63072 | #N/A | 1733.75
Sudan | 10 | 1916.25 | 5 - 5.5 | 111965376512.2785 | 111965376.5123 | 111965.3765 | 111.9654 | 251.9221 | 1916.25
Sudan | 11 | 2098.75 | 5.5 - 6 | 1.9898e+12 | 1989760369.6606 | 1989760.3697 | 1989.7604 | 4476.9608 | 2098.75
Sudan | 12 | 2281.25 | 6 - 6.5 | 1.664e+12 | 1663974829.6594 | 1663974.8297 | 1663.9748 | 3743.9434 | 2281.25
Sudan | 13 | 2463.75 | 6.5 - 7 | 4.8577e+12 | 4857714463.3237 | 4857714.4633 | 4857.7145 | 10929.8575 | 2463.75
Sudan | 14 | 2646.25 | 7 - 7.5 | 79351307463.2363 | 79351307.4632 | 79351.3075 | 79.3513 | 178.5404 | 2646.25
Suriname | 9 | 1733.75 | 4.5 - 5 | 6318899993.43 | 6318899.9934 | 6318.9 | 6.3189 | 16.1132 | 1733.75
Suriname | 10 | 1916.25 | 5 - 5.5 | 396137037501.3806 | 396137037.5014 | 396137.0375 | 396.137 | 1010.1494 | 1916.25
Suriname | 12 | 2281.25 | 6 - 6.5 | 479527.4672 | 479.5275 | 0.47953 | 0.00047953 | 0.0012228 | 2281.25
Svalbard | 3 | 638.75 | 1.5 - 2 | 41501284081.9282 | 41501284.0819 | 41501.2841 | 41.5013 | #N/A | 638.75
Svalbard | 4 | 821.25 | 2 - 2.5 | 20689589320.1325 | 20689589.3201 | 20689.5893 | 20.6896 | #N/A | 821.25
Svalbard | 5 | 1003.75 | 2.5 - 3 | 2311485695.06 | 2311485.6951 | 2311.4857 | 2.3115 | #N/A | 1003.75
Swaziland | 11 | 2098.75 | 5.5 - 6 | 53026488925.3131 | 53026488.9253 | 53026.4889 | 53.0265 | 143.1715 | 2098.75
Sweden | 5 | 1003.75 | 2.5 - 3 | 547148987802.0716 | 547148987.8021 | 547148.9878 | 547.149 | 1477.3023 | 1003.75
Sweden | 6 | 1186.25 | 3 - 3.5 | 173276366641.0509 | 173276366.6411 | 173276.3666 | 173.2764 | 467.8462 | 1186.25
Sweden | 7 | 1368.75 | 3.5 - 4 | 3038742.4743 | 3038.7425 | 3.0387 | 0.0030387 | 0.0082046 | 1368.75
Switzerland | 6 | 1186.25 | 3 - 3.5 | 12978742788.485 | 12978742.7885 | 12978.7428 | 12.9787 | 35.0426 | 1186.25
Switzerland | 7 | 1368.75 | 3.5 - 4 | 35457192710.358 | 35457192.7104 | 35457.1927 | 35.4572 | 95.7344 | 1368.75
Switzerland | 8 | 1551.25 | 4 - 4.5 | 25938611486.067 | 25938611.4861 | 25938.6115 | 25.9386 | 70.0343 | 1551.25
Switzerland | 9 | 1733.75 | 4.5 - 5 | 15978804664.6213 | 15978804.6646 | 15978.8047 | 15.9788 | 43.1428 | 1733.75
Switzerland | 10 | 1916.25 | 5 - 5.5 | 677530301.8087 | 677530.3018 | 677.5303 | 0.67753 | 1.8293 | 1916.25
Syria | 9 | 1733.75 | 4.5 - 5 | 256666549198.3061 | 256666549.1983 | 256666.5492 | 256.6665 | 654.4997 | 1733.75
Syria | 10 | 1916.25 | 5 - 5.5 | 260112025696.7267 | 260112025.6967 | 260112.0257 | 260.112 | 663.2857 | 1916.25
Syria | 11 | 2098.75 | 5.5 - 6 | 4782279946.3801 | 4782279.9464 | 4782.2799 | 4.7823 | 12.1948 | 2098.75
Syria | 12 | 2281.25 | 6 - 6.5 | 3968274659.189 | 3968274.6592 | 3968.2747 | 3.9683 | 10.1191 | 2281.25
Tajikistan | 9 | 1733.75 | 4.5 - 5 | 124859245490.2713 | 124859245.4903 | 124859.2455 | 124.8592 | 318.3911 | 1733.75
Tajikistan | 10 | 1916.25 | 5 - 5.5 | 200748023838.3029 | 200748023.8383 | 200748.0238 | 200.748 | 511.9075 | 1916.25
Tajikistan | 11 | 2098.75 | 5.5 - 6 | 84162410862.2368 | 84162410.8622 | 84162.4109 | 84.1624 | 214.6141 | 2098.75
Tajikistan | 12 | 2281.25 | 6 - 6.5 | 358438181.8627 | 358438.1819 | 358.4382 | 0.35844 | 0.91402 | 2281.25
Tanzania | 8 | 1551.25 | 4 - 4.5 | 129044983.999 | 129044.984 | 129.045 | 0.12904 | 0.32906 | 1551.25
Tanzania | 9 | 1733.75 | 4.5 - 5 | 101705086733.0043 | 101705086.733 | 101705.0867 | 101.7051 | 259.348 | 1733.75
Tanzania | 10 | 1916.25 | 5 - 5.5 | 1.0561e+12 | 1056131808.5614 | 1056131.8086 | 1056.1318 | 2693.1361 | 1916.25
Tanzania | 11 | 2098.75 | 5.5 - 6 | 1.1404e+12 | 1140367701.4875 | 1140367.7015 | 1140.3677 | 2907.9376 | 2098.75
Tanzania | 12 | 2281.25 | 6 - 6.5 | 578730336880.2155 | 578730336.8802 | 578730.3369 | 578.7303 | 1475.7624 | 2281.25
Thailand | 9 | 1733.75 | 4.5 - 5 | 8216490389.3591 | 8216490.3894 | 8216.4904 | 8.2165 | 22.1845 | 1733.75
Thailand | 10 | 1916.25 | 5 - 5.5 | 469645758020.0892 | 469645758.0201 | 469645.758 | 469.6458 | 1268.0435 | 1916.25
Thailand | 11 | 2098.75 | 5.5 - 6 | 1.0796e+12 | 1079643794.7206 | 1079643.7947 | 1079.6438 | 2915.0382 | 2098.75
The Bahamas | 9 | 1733.75 | 4.5 - 5 | 2351076531.667 | 2351076.5317 | 2351.0765 | 2.3511 | #N/A | 1733.75
The Bahamas | 10 | 1916.25 | 5 - 5.5 | 18531524216.0139 | 18531524.216 | 18531.5242 | 18.5315 | #N/A | 1916.25
The Bahamas | 11 | 2098.75 | 5.5 - 6 | 10545524054.3957 | 10545524.0544 | 10545.5241 | 10.5455 | #N/A | 2098.75
Gambia | 10 | 1916.25 | 5 - 5.5 | 562622011.8322 | 562622.0118 | 562.622 | 0.56262 | 1.5191 | 1916.25
Gambia | 11 | 2098.75 | 5.5 - 6 | 30267821993.0888 | 30267821.9931 | 30267.822 | 30.2678 | 81.7231 | 2098.75
Timor-Leste | 11 | 2098.75 | 5.5 - 6 | 28610090790.2 | 28610090.7902 | 28610.0908 | 28.6101 | #N/A | 2098.75
Timor-Leste | 12 | 2281.25 | 6 - 6.5 | 21814414515.47 | 21814414.5155 | 21814.4145 | 21.8144 | #N/A | 2281.25
Timor-Leste | 13 | 2463.75 | 6.5 - 7 | 91922597.1174 | 91922.5971 | 91.9226 | 0.091923 | #N/A | 2463.75
Togo | 9 | 1733.75 | 4.5 - 5 | 10916921144.7493 | 10916921.1447 | 10916.9211 | 10.9169 | 29.4757 | 1733.75
Togo | 10 | 1916.25 | 5 - 5.5 | 101595526853.3758 | 101595526.8534 | 101595.5269 | 101.5955 | 274.3079 | 1916.25
Togo | 11 | 2098.75 | 5.5 - 6 | 52393651774.373 | 52393651.7744 | 52393.6518 | 52.3937 | 141.4629 | 2098.75
Tokelau | 10 | 1916.25 | 5 - 5.5 | 14276633.6639 | 14276.6337 | 14.2766 | 0.014277 | #N/A | 1916.25
Tonga | 10 | 1916.25 | 5 - 5.5 | 767297858.248 | 767297.8582 | 767.2979 | 0.7673 | #N/A | 1916.25
Trinidad & Tobago | 9 | 1733.75 | 4.5 - 5 | 9897990501.0523 | 9897990.5011 | 9897.9905 | 9.898 | 26.7246 | 1733.75
Trinidad & Tobago | 10 | 1916.25 | 5 - 5.5 | 1865282231.9948 | 1865282.232 | 1865.2822 | 1.8653 | 5.0363 | 1916.25
Tunisia | 9 | 1733.75 | 4.5 - 5 | 24925810050.0818 | 24925810.0501 | 24925.8101 | 24.9258 | 59.8219 | 1733.75
Tunisia | 10 | 1916.25 | 5 - 5.5 | 288291506424.8133 | 288291506.4248 | 288291.5064 | 288.2915 | 691.8996 | 1916.25
Tunisia | 11 | 2098.75 | 5.5 - 6 | 58072830513.8787 | 58072830.5139 | 58072.8305 | 58.0728 | 139.3748 | 2098.75
Tunisia | 12 | 2281.25 | 6 - 6.5 | 68960444260.4084 | 68960444.2604 | 68960.4443 | 68.9604 | 165.5051 | 2281.25
Tunisia | 13 | 2463.75 | 6.5 - 7 | 26771818131.084 | 26771818.1311 | 26771.8181 | 26.7718 | 64.2524 | 2463.75
Turkey | 7 | 1368.75 | 3.5 - 4 | 28592827845.112 | 28592827.8451 | 28592.8278 | 28.5928 | 77.2006 | 1368.75
Turkey | 8 | 1551.25 | 4 - 4.5 | 145591039863.4707 | 145591039.8635 | 145591.0399 | 145.591 | 393.0958 | 1551.25
Turkey | 9 | 1733.75 | 4.5 - 5 | 411680351926.2148 | 411680351.9262 | 411680.3519 | 411.6804 | 1111.537 | 1733.75
Turkey | 10 | 1916.25 | 5 - 5.5 | 959394078812.0396 | 959394078.812 | 959394.0788 | 959.3941 | 2590.364 | 1916.25
Turkey | 11 | 2098.75 | 5.5 - 6 | 663036483692.8904 | 663036483.6929 | 663036.4837 | 663.0365 | 1790.1985 | 2098.75
Turkmenistan | 8 | 1551.25 | 4 - 4.5 | 50215584349.29 | 50215584.3493 | 50215.5843 | 50.2156 | 135.5821 | 1551.25
Turkmenistan | 9 | 1733.75 | 4.5 - 5 | 791535550529.4709 | 791535550.5295 | 791535.5505 | 791.5356 | 2137.146 | 1733.75
Turkmenistan | 10 | 1916.25 | 5 - 5.5 | 641971675695.02 | 641971675.695 | 641971.6757 | 641.9717 | 1733.3235 | 1916.25
Turks & Caicos Is. | 11 | 2098.75 | 5.5 - 6 | 524420578.03 | 524420.578 | 524.4206 | 0.52442 | #N/A | 2098.75
Tuvalu | 10 | 1916.25 | 5 - 5.5 | 50745881.9022 | 50745.8819 | 50.7459 | 0.050746 | #N/A | 1916.25
Uganda | 8 | 1551.25 | 4 - 4.5 | 13914776793.983 | 13914776.794 | 13914.7768 | 13.9148 | 35.4827 | 1551.25
Uganda | 9 | 1733.75 | 4.5 - 5 | 69070834114.9887 | 69070834.115 | 69070.8341 | 69.0708 | 176.1306 | 1733.75
Uganda | 10 | 1916.25 | 5 - 5.5 | 222636363385.0285 | 222636363.385 | 222636.3634 | 222.6364 | 567.7227 | 1916.25
Uganda | 11 | 2098.75 | 5.5 - 6 | 245645610022.7854 | 245645610.0228 | 245645.61 | 245.6456 | 626.3963 | 2098.75
Uganda | 12 | 2281.25 | 6 - 6.5 | 191838169533.5418 | 191838169.5335 | 191838.1695 | 191.8382 | 489.1873 | 2281.25
Ukraine | 6 | 1186.25 | 3 - 3.5 | 148799899895.1205 | 148799899.8951 | 148799.8999 | 148.7999 | 401.7597 | 1186.25
Ukraine | 7 | 1368.75 | 3.5 - 4 | 993987776128.5839 | 993987776.1286 | 993987.7761 | 993.9878 | 2683.767 | 1368.75
Ukraine | 8 | 1551.25 | 4 - 4.5 | 59431890246.9529 | 59431890.247 | 59431.8902 | 59.4319 | 160.4661 | 1551.25
Ukraine | 9 | 1733.75 | 4.5 - 5 | 151432074.363 | 151432.0744 | 151.4321 | 0.15143 | 0.40887 | 1733.75
United Arab Emirates | 11 | 2098.75 | 5.5 - 6 | 50631954585.391 | 50631954.5854 | 50631.9546 | 50.632 | 129.1115 | 2098.75
United Arab Emirates | 12 | 2281.25 | 6 - 6.5 | 176747980419.3804 | 176747980.4194 | 176747.9804 | 176.748 | 450.7074 | 2281.25
United Kingdom | 4 | 821.25 | 2 - 2.5 | 1369719421.1494 | 1369719.4211 | 1369.7194 | 1.3697 | 3.6982 | 821.25
United Kingdom | 5 | 1003.75 | 2.5 - 3 | 198177488036.1453 | 198177488.0361 | 198177.488 | 198.1775 | 535.0792 | 1003.75
United Kingdom | 6 | 1186.25 | 3 - 3.5 | 191468876571.1272 | 191468876.5711 | 191468.8766 | 191.4689 | 516.966 | 1186.25
United Kingdom | 7 | 1368.75 | 3.5 - 4 | 1425622.1023 | 1425.6221 | 1.4256 | 0.0014256 | 0.0038492 | 1368.75
United States | 4 | 821.25 | 2 - 2.5 | 12493877992.72 | 12493877.9927 | 12493.878 | 12.4939 | 29.9853 | 821.25
United States | 5 | 1003.75 | 2.5 - 3 | 1.554e+12 | 1554011547.6749 | 1554011.5477 | 1554.0115 | 3729.6277 | 1003.75
United States | 6 | 1186.25 | 3 - 3.5 | 801518840137.662 | 801518840.1377 | 801518.8401 | 801.5188 | 1923.6452 | 1186.25
United States | 7 | 1368.75 | 3.5 - 4 | 229799834832.6628 | 229799834.8327 | 229799.8348 | 229.7998 | 551.5196 | 1368.75
United States | 8 | 1551.25 | 4 - 4.5 | 3.6311e+12 | 3631074536.0271 | 3631074.536 | 3631.0745 | 8714.5789 | 1551.25
United States | 9 | 1733.75 | 4.5 - 5 | 6.5106e+12 | 6510588658.7018 | 6510588.6587 | 6510.5887 | 15625.4128 | 1733.75
United States | 10 | 1916.25 | 5 - 5.5 | 5.0962e+12 | 5096221468.5382 | 5096221.4685 | 5096.2215 | 12230.9315 | 1916.25
United States | 11 | 2098.75 | 5.5 - 6 | 2.9698e+12 | 2969777996.213 | 2969777.9962 | 2969.778 | 7127.4672 | 2098.75
United States | 12 | 2281.25 | 6 - 6.5 | 3.0152e+12 | 3015188510.9453 | 3015188.5109 | 3015.1885 | 7236.4524 | 2281.25
United States | 13 | 2463.75 | 6.5 - 7 | 736406180602.9255 | 736406180.6029 | 736406.1806 | 736.4062 | 1767.3748 | 2463.75
Uruguay | 9 | 1733.75 | 4.5 - 5 | 366904625355.8181 | 366904625.3558 | 366904.6254 | 366.9046 | 990.6425 | 1733.75
Uruguay | 10 | 1916.25 | 5 - 5.5 | 113332078187.5248 | 113332078.1875 | 113332.0782 | 113.3321 | 305.9966 | 1916.25
Uzbekistan | 8 | 1551.25 | 4 - 4.5 | 35366390164.372 | 35366390.1644 | 35366.3902 | 35.3664 | 95.4893 | 1551.25
Uzbekistan | 9 | 1733.75 | 4.5 - 5 | 916098913350.1475 | 916098913.3501 | 916098.9134 | 916.0989 | 2473.4671 | 1733.75
Uzbekistan | 10 | 1916.25 | 5 - 5.5 | 243525058381.1966 | 243525058.3812 | 243525.0584 | 243.5251 | 657.5177 | 1916.25
Vanuatu | 10 | 1916.25 | 5 - 5.5 | 7121559219.2648 | 7121559.2193 | 7121.5592 | 7.1216 | #N/A | 1916.25
Vanuatu | 11 | 2098.75 | 5.5 - 6 | 12384530520.4605 | 12384530.5205 | 12384.5305 | 12.3845 | #N/A | 2098.75
Vanuatu | 12 | 2281.25 | 6 - 6.5 | 6804204755.28 | 6804204.7553 | 6804.2048 | 6.8042 | #N/A | 2281.25
Vatican City | 9 | 1733.75 | 4.5 - 5 | 800700.9789 | 800.701 | 0.8007 | 0.0008007 | #N/A | 1733.75
Venezuela | 8 | 1551.25 | 4 - 4.5 | 31261490828.093 | 31261490.8281 | 31261.4908 | 31.2615 | 75.0276 | 1551.25
Venezuela | 9 | 1733.75 | 4.5 - 5 | 502032081375.4759 | 502032081.3755 | 502032.0814 | 502.0321 | 1204.877 | 1733.75
Venezuela | 10 | 1916.25 | 5 - 5.5 | 1.8678e+12 | 1867838590.082 | 1867838.5901 | 1867.8386 | 4482.8126 | 1916.25
Venezuela | 11 | 2098.75 | 5.5 - 6 | 132150915614.9416 | 132150915.6149 | 132150.9156 | 132.1509 | 317.1622 | 2098.75
Venezuela | 12 | 2281.25 | 6 - 6.5 | 15759926647.78 | 15759926.6478 | 15759.9266 | 15.7599 | 37.8238 | 2281.25
Venezuela | 13 | 2463.75 | 6.5 - 7 | 37817116176.77 | 37817116.1768 | 37817.1162 | 37.8171 | 90.7611 | 2463.75
Vietnam | 7 | 1368.75 | 3.5 - 4 | 5222399101.1628 | 5222399.1012 | 5222.3991 | 5.2224 | 14.1005 | 1368.75
Vietnam | 8 | 1551.25 | 4 - 4.5 | 225733662137.0983 | 225733662.1371 | 225733.6621 | 225.7337 | 609.4809 | 1551.25
Vietnam | 9 | 1733.75 | 4.5 - 5 | 304804194224.5928 | 304804194.2246 | 304804.1942 | 304.8042 | 822.9713 | 1733.75
Vietnam | 10 | 1916.25 | 5 - 5.5 | 306558547255.7701 | 306558547.2558 | 306558.5473 | 306.5585 | 827.7081 | 1916.25
Vietnam | 11 | 2098.75 | 5.5 - 6 | 75402899.8588 | 75402.8999 | 75.4029 | 0.075403 | 0.20359 | 2098.75
Virgin Is. | 11 | 2098.75 | 5.5 - 6 | 538894774.3132 | 538894.7743 | 538.8948 | 0.53889 | #N/A | 2098.75
Wake I. | 12 | 2281.25 | 6 - 6.5 | 46186371.6021 | 46186.3716 | 46.1864 | 0.046186 | #N/A | 2281.25
Wallis & Futuna | 11 | 2098.75 | 5.5 - 6 | 167101247.016 | 167101.247 | 167.1012 | 0.1671 | #N/A | 2098.75
West Bank | 11 | 2098.75 | 5.5 - 6 | 165033301.1868 | 165033.3012 | 165.0333 | 0.16503 | 0.42083 | 2098.75
West Bank | 12 | 2281.25 | 6 - 6.5 | 15996140665.4994 | 15996140.6655 | 15996.1407 | 15.9961 | 40.7902 | 2281.25
Western Sahara | 10 | 1916.25 | 5 - 5.5 | 263285648.4474 | 263285.6484 | 263.2856 | 0.26329 | #N/A | 1916.25
Western Sahara | 11 | 2098.75 | 5.5 - 6 | 33835289698.1705 | 33835289.6982 | 33835.2897 | 33.8353 | #N/A | 2098.75
Western Sahara | 12 | 2281.25 | 6 - 6.5 | 518518754339.1861 | 518518754.3392 | 518518.7543 | 518.5188 | #N/A | 2281.25
Western Sahara | 13 | 2463.75 | 6.5 - 7 | 388527204283.4872 | 388527204.2835 | 388527.2043 | 388.5272 | #N/A | 2463.75
Yemen | 11 | 2098.75 | 5.5 - 6 | 13889029138.669 | 13889029.1387 | 13889.0291 | 13.889 | 33.3337 | 2098.75
Yemen | 12 | 2281.25 | 6 - 6.5 | 272127262292.3911 | 272127262.2924 | 272127.2623 | 272.1273 | 653.1054 | 2281.25
Yemen | 13 | 2463.75 | 6.5 - 7 | 1.369e+12 | 1369019370.1057 | 1369019.3701 | 1369.0194 | 3285.6465 | 2463.75
Zambia | 10 | 1916.25 | 5 - 5.5 | 40123436581.9087 | 40123436.5819 | 40123.4366 | 40.1234 | 102.3148 | 1916.25
Zambia | 11 | 2098.75 | 5.5 - 6 | 1.7138e+12 | 1713769674.0867 | 1713769.6741 | 1713.7697 | 4370.1127 | 2098.75
Zambia | 12 | 2281.25 | 6 - 6.5 | 671990171067.9812 | 671990171.068 | 671990.1711 | 671.9902 | 1713.5749 | 2281.25
Zimbabwe | 10 | 1916.25 | 5 - 5.5 | 2305982664.52 | 2305982.6645 | 2305.9827 | 2.306 | 5.5344 | 1916.25
Zimbabwe | 11 | 2098.75 | 5.5 - 6 | 365722650427.6188 | 365722650.4276 | 365722.6504 | 365.7227 | 877.7344 | 2098.75
Zimbabwe | 12 | 2281.25 | 6 - 6.5 | 895313766960.7621 | 895313766.9608 | 895313.767 | 895.3138 | 2148.753 | 2281.25
Zimbabwe | 13 | 2463.75 | 6.5 - 7 | 39522750647.9988 | 39522750.648 | 39522.7506 | 39.5228 | 94.8546 | 2463.75

## Onshore_wind_data
Country Details | Onshore wind data
Country | Country | Full Load Wind Hrs - area (km^2) in each load range |  |  |  |  | Raw Source Data is Grey |  | Source: NREL (2014): Wind Resources by Class and Country. Integrated. | [6 empty] | Full Load Hr Range | Capacity Factor Range | FLH average
ISO Code | Name | 2629 - 3066 / Class 3 at 50m | 3067 - 3504 / Class 4 at 50m | 3505 - 3942 / Class 5 at 50m | 3943 - 4000 / Class 6&7 at 50m | Total area | Turbine Power (GW) | Electricity prod (TWh) | Weighted av FLH | Max FLH | Min FLH |  |  |  |  | 0 - 438 | 0 - 5%
ABW | Aruba | 79.59 | 0 | 0 | 0 | 79.59 | 0.39795 | 1.1332 | 2847.5 | 2847.5 | 2847.5 |  |  |  |  | 439 - 876 | 5 - 10%
AFG | Afghanistan | 44008.1773 | 15193.3839 | 6632.7417 | 9784.7863 | 75619.0893 | 378.0954 | 1193.9177 | 3157.7152 | 3971 | 2847.5 |  |  |  |  | 877 - 1314 | 10 - 15%
AGO | Angola | 0 | 0 | 0 | 0 | 0 | 0 | 0 | [7 empty] | 1315 - 1752 | 15 - 20%
AIA | Anguilla | 82.11 | 0 | 0 | 0 | 82.11 | 0.41055 | 1.169 | 2847.5 | 2847.5 | 2847.5 |  |  |  |  | 1753 - 2190 | 20 - 25%
ALB | Albania | 0 | 0 | 0 | 0 | 0 | 0 | 0 | [7 empty] | 2191 - 2628 | 25 - 30%
AND | Andorra | 0 | 0 | 0 | 0 | 0 | 0 | 0 | [7 empty] | 2629 - 3066 | 30 - 35% | 2847.5
ANT | Netherlands Antilles | 587.67 | 0 | 0 | 0 | 587.67 | 2.9383 | 8.367 | 2847.5 | 2847.5 | 2847.5 |  |  |  |  | 3067 - 3504 | 35 - 40% | 3285.5
ARE | United Arab Emirates | 540.2401 | 178.7584 | 60.9636 | 33.074 | 813.0361 | 4.0652 | 12.4199 | 3055.1893 | 3971 | 2847.5 |  |  |  |  | 3505 - 3942 | 40 - 45% | 3723.5
ARG | Argentina | 142222.72 | 173991.99 | 89152.05 | 12655.02 | 418021.78 | 2090.1089 | 6794.2031 | 3250.6455 | 3971 | 2847.5 |  |  |  |  | 3943 - 4000 | 45 - 46% | 3971 |  | est weighted av class 6&7
ARM | Armenia | 1381 | 451 | 207 | 254 | 2293 | 11.465 | 35.9678 | 3137.1812 | 3971 | 2847.5
ASM | American Samoa | 0 | 0 | 0 | 0 | 0 | 0 | 0 | [7 empty] | 50 m ht | 2005 -2010*
ATG | Antigua & Barbuda | 0 | 0 | 0 | 0 | 0 | 0 | 0 | [7 empty] | Wind class | Capacity Factor | Equiv IMAGE Range
AUS | Australia | 339142.79 | 78515.33 | 0 | 0 | 417658.12 | 2088.2906 | 6118.3561 | 2929.8394 | 3285.5 | 2847.5 |  |  |  |  | 3 | 32 - 35 | 2629 - 3066 | 30 - 35%
AUT | Austria | 2074.73 | 1138.45 | 601.6 | 0 | 3814.78 | 19.0739 | 59.4411 | 3116.3602 | 3723.5 | 2847.5 | Here you can fill in the installed wind power density |  |  |  | 4 | 36 - 39 | 3067 - 3504 | 35 - 40%
AZE | Azerbaijan | 0 | 0 | 0 | 0 | 0 | 0 | 0 |  |  |  | This determines the production potential |  |  |  | 5 | 40 - 43 | 3505 - 3942 | 40 - 45%
BDI | Burundi | 0 | 0 | 0 | 0 | 0 | 0 | 0 | [7 empty] | 6 | 44 - 46 | 3943 - 4000 | 45 - 46%
BEL | Belgium | 2625 | 1613.16 | 0 | 0 | 4238.16 | 21.1908 | 63.8736 | 3014.2148 | 3285.5 | 2847.5 | Wind power density class 3 |  | 5 | MW/km2 | 7 | 47 - 50 | 3943 - 4000 | 45 - 46%
BEN | Benin | 0 | 0 | 0 | 0 | 0 | 0 | 0 |  |  |  | Wind power density class 4 |  | 5 | MW/km2 | * 20% Wind Energy by 2030 (http://www.20percentwind.org/report/Appendix%20B_Assumptions_Used_for_Wind_Deployment_System_Model.pdf), table B-10.
BFA | Burkina Faso | 0 | 0 | 0 | 0 | 0 | 0 | 0 |  |  |  | Wind power density class 5 |  | 5 | MW/km2
BGD | Bangladesh | 0 | 0 | 0 | 0 | 0 | 0 | 0 |  |  |  | Wind power density class 6&7 |  | 5 | MW/km2 | Where countries were partially available with high resolution data, GIS was used to identify the overlap and sum the two components.
BGR | Bulgaria | 0 | 0 | 0 | 0 | 0 | 0 | 0
BHR | Bahrain | 0 | 0 | 0 | 0 | 0 | 0 | 0 |  |  |  | Standard assumption for power density is 5 MW/km2, such as in
BHS | The Bahamas | 0 | 0 | 0 | 0 | 0 | 0 | 0 |  |  |  | (Eg NREL An Improved Global Wind Resource Estimate for Integrated Assessment Models in Energy Economics)
BIH | Bosnia & Herzegovina | 0 | 0 | 0 | 0 | 0 | 0 | 0
BLR | Belarus | 0 | 0 | 0 | 0 | 0 | 0 | 0 |  |  |  | Dutch Ministery of Economic Affairs uses 6 MW/km2
BLZ | Belize | 497 | 234 | 6 | 0 | 737 | 3.685 | 11.0318 | 2993.6981 | 3723.5 | 2847.5
BMU | Bermuda | No Data | No Data | No Data | No Data | 0 | #VALUE! | #VALUE! |  | 3971 | #VALUE! | A density that is too high results in shadowing (swept area), reducing FLH of affected turbines
BOL | Bolivia | 20736.17 | 5875.27 | 0 | 0 | 26611.44 | 133.0572 | 391.7472 | 2944.2016 | 3285.5 | 2847.5 | New windmills with larger rotor can achieve better density
BRA | Brazil | 1225288.7013 | 754534.2984 | 517807.0597 | 727712.0537 | 3225342.1131 | 16126.7106 | 53929.1558 | 3344.089 | 3971 | 2847.5
BRB | Barbados | 0 | 0 | 0 | 0 | 0 | 0 | 0 |  |  |  | According to X. Lu et al (2009): Global potential for wind-generated electricity. PNAS 106, 10933-10938
BRN | Brunei | 0 | 0 | 0 | 0 | 0 | 0 | 0 |  |  |  | An onshore wind spacing is recommended of
BTN | Bhutan | 784.0351 | 146.5659 | 16.0608 | 16.0601 | 962.7219 | 4.8136 | 14.1883 | 2947.5379 | 3971 | 2847.5 | 7 rotor diameters downstream and 4 rotor diameters across
BWA | Botswana | 0 | 0 | 0 | 0 | 0 | 0 | 0
CAF | Central African Republic | 0 | 0 | 0 | 0 | 0 | 0 | 0 |  |  |  | For the largest turbine currently in production (8 MW at 164m rotor diameter)
CAN | Canada | 1357662.4492 | 635789.2156 | 294429.5568 | 424535.5166 | 2712416.7382 | 13562.0837 | 43684.8414 | 3221.101 | 3971 | 2847.5 | This would give a max wind power density of (
CHE | Switzerland | 2141.79 | 2338.76 | 0 | 0 | 4480.55 | 22.4028 | 68.9137 | 3076.1275 | 3285.5 | 2847.5 | 10.6229 | MW/km2
CHL | Chile | 61670.31 | 42731.56 | 19103.48 | 10704.17 | 134209.52 | 671.0476 | 2148.1941 | 3201.2544 | 3971 | 2847.5
CHN | China | 366922 | 167383 | 66893 | 49684 | 650882 | 3254.41 | 10205.5925 | 3135.9271 | 3971 | 2847.5
CIV | Cote d'Ivoire | 0 | 0 | 0 | 0 | 0 | 0 | 0
CMR | Cameroon | 0 | 0 | 0 | 0 | 0 | 0 | 0
COG | Congo | 0 | 0 | 0 | 0 | 0 | 0 | 0
COL | Colombia | 17359.77 | 12074.99 | 25393.07 | 3167.56 | 57995.39 | 289.9769 | 981.169 | 3383.6103 | 3971 | 2847.5
COM | Comoros | 0 | 0 | 0 | 0 | 0 | 0 | 0
CPV | Cape Verde | 0 | 0 | 0 | 0 | 0 | 0 | 0
CRI | Costa Rica | 446 | 348 | 328 | 525 | 1647 | 8.235 | 28.5971 | 3472.6302 | 3971 | 2847.5
CUB | Cuba | 3770 | 448 | 63 | 0 | 4281 | 21.405 | 62.2078 | 2906.2274 | 3723.5 | 2847.5
CYP | Cyprus | 0 | 0 | 0 | 0 | 0 | 0 | 0
CZE | Czech Republic | 2001.67 | 6254.04 | 2529.06 | 0 | 10784.77 | 53.9239 | 178.3218 | 3306.9188 | 3723.5 | 2847.5
DEU | Germany | 7811.4 | 6150.87 | 1391.47 | 23.41 | 15377.15 | 76.8858 | 238.6287 | 3103.6795 | 3971 | 2847.5
DJI | Djibouti | 0 | 0 | 0 | 0 | 0 | 0 | 0
DMA | Dominica | 0 | 0 | 0 | 0 | 0 | 0 | 0
DNK | Denmark | 7604.26 | 11716.53 | 12678.07 | 6465.09 | 38463.95 | 192.3198 | 665.1373 | 3458.497 | 3971 | 2847.5
DOM | Dominican Republic | 1025 | 300 | 82 | 85 | 1492 | 7.46 | 22.736 | 3047.7208 | 3971 | 2847.5
DZA | Algeria | 0 | 0 | 0 | 0 | 0 | 0 | 0
ECU | Ecuador | 35678.05 | 43593.44 | 62211.51 | 87600.52 | 229083.52 | 1145.4176 | 4121.6286 | 3598.3632 | 3971 | 2847.5
EGY | Egypt | 0 | 0 | 0 | 0 | 0 | 0 | 0
ERI | Eritrea | 0 | 0 | 0 | 0 | 0 | 0 | 0
ESH | Western Sahara | 0 | 0 | 0 | 0 | 0 | 0 | 0
ESP | Spain | 10286.57 | 13500.05 | 0 | 0 | 23786.62 | 118.9331 | 368.2271 | 3096.086 | 3285.5 | 2847.5
EST | Estonia | 5072.27 | 1607.14 | 0 | 0 | 6679.41 | 33.3971 | 98.6177 | 2952.8876 | 3285.5 | 2847.5
ETH | Ethiopia | 0 | 0 | 0 | 0 | 0 | 0 | 0
FIN | Finland | 3200.03 | 2271.54 | 0 | 0 | 5471.57 | 27.3579 | 82.8762 | 3029.3371 | 3285.5 | 2847.5
FJI | Fiji | 0 | 0 | 0 | 0 | 0 | 0 | 0
FLK | Falkland Is. | 0 | 0 | 0 | 0 | 0 | 0 | 0
FRA | France | 9862.39 | 16815.43 | 0 | 0 | 26677.82 | 133.3891 | 416.6513 | 3123.578 | 3285.5 | 2847.5
FRO | Faroe Is. | 0 | 0 | 0 | 1422.51 | 1422.51 | 7.1126 | 28.2439 | 3971 | 3971 | 3971
FSM | Micronesia | No Data | No Data | No Data | No Data | 0 | #VALUE! | #VALUE! |  | 3971 | #VALUE!
GAB | Gabon | 0 | 0 | 0 | 0 | 0 | 0 | 0
GBR | United Kingdom | 32207.69 | 34405 | 56567.49 | 23755.33 | 146935.51 | 734.6775 | 2548.5524 | 3468.9401 | 3971 | 2847.5
GEO | Georgia | 0 | 0 | 0 | 0 | 0 | 0 | 0
GHA | Ghana | 715 | 268 | 82 | 63 | 1128 | 5.64 | 17.3599 | 3077.9934 | 3971 | 2847.5
GIB | Gibraltar | 7.88 | 0 | 0 | 0 | 7.88 | 0.0394 | 0.11219 | 2847.5 | 2847.5 | 2847.5
GIN | Guinea | 0 | 0 | 0 | 0 | 0 | 0 | 0
GLP | Guadeloupe | 0 | 0 | 0 | 0 | 0 | 0 | 0
GMB | The Gambia | 0 | 0 | 0 | 0 | 0 | 0 | 0
GNB | Guinea-Bissau | 0 | 0 | 0 | 0 | 0 | 0 | 0
GNQ | Equatorial Guinea | 0 | 0 | 0 | 0 | 0 | 0 | 0
GRC | Greece | 1907.46 | 0 | 0 | 0 | 1907.46 | 9.5373 | 27.1575 | 2847.5 | 2847.5 | 2847.5
GRD | Grenada | 0 | 0 | 0 | 0 | 0 | 0 | 0
GRL | Greenland | 146771.22 | 4257.07 | 0 | 0 | 151028.29 | 755.1414 | 2159.5883 | 2859.846 | 3285.5 | 2847.5
GTM | Guatemala | 1877 | 1003 | 320 | 245 | 3445 | 17.225 | 54.0226 | 3136.2929 | 3971 | 2847.5
GUF | French Guiana | 0 | 0 | 0 | 0 | 0 | 0 | 0
GUM | Guam | No Data | No Data | No Data | No Data | 0 | #VALUE! | #VALUE! |  | 3971 | #VALUE!
GUY | Guyana | 0 | 0 | 0 | 0 | 0 | 0 | 0
HND | Honduras | 2880 | 1211 | 485 | 476 | 5052 | 25.26 | 79.3782 | 3142.4454 | 3971 | 2847.5
HRV | Croatia | 0 | 0 | 0 | 0 | 0 | 0 | 0
HTI | Haiti | 0 | 0 | 0 | 0 | 0 | 0 | 0
HUN | Hungary | 0 | 0 | 0 | 0 | 0 | 0 | 0
IDN | Indonesia | 875.5675 | 470.1952 | 255.6393 | 316.0183 | 1917.4203 | 9.5871 | 31.2239 | 3256.8688 | 3971 | 2847.5
IND | India | 0 | 0 | 0 | 0 | 0 | 0 | 0
IRL | Ireland | 12945.24 | 3997.78 | 6719.66 | 2590.35 | 26253.03 | 131.2652 | 426.5161 | 3249.2711 | 3971 | 2847.5
IRN | Iran | 0 | 0 | 0 | 0 | 0 | 0 | 0
IRQ | Iraq | 0 | 0 | 0 | 0 | 0 | 0 | 0
ISL | Iceland | 29968.88 | 14183.5 | 15466.69 | 580.15 | 60199.22 | 300.9961 | 959.1514 | 3186.5906 | 3971 | 2847.5
ISR | Israel | 0 | 0 | 0 | 0 | 0 | 0 | 0
ITA | Italy | 4751.73 | 5723.91 | 3662.98 | 0 | 14138.62 | 70.6931 | 229.8778 | 3251.7716 | 3723.5 | 2847.5
JAM | Jamaica | 0 | 0 | 0 | 0 | 0 | 0 | 0
JOR | Jordan | 0 | 0 | 0 | 0 | 0 | 0 | 0
JPN | Japan | 3032.66 | 2781.02 | 0 | 0 | 5813.68 | 29.0684 | 88.8627 | 3057.0208 | 3285.5 | 2847.5
KAZ | Kazakhstan | 0 | 0 | 0 | 0 | 0 | 0 | 0
KEN | Kenya | 0 | 0 | 0 | 0 | 0 | 0 | 0
KGZ | Kyrgyzstan | 0 | 0 | 0 | 0 | 0 | 0 | 0
KHM | Cambodia | 0 | 0 | 0 | 0 | 0 | 0 | 0
KNA | St. Kitts & Nevis | 0 | 0 | 0 | 0 | 0 | 0 | 0
KOR | South Korea | 0 | 0 | 0 | 0 | 0 | 0 | 0
KWT | Kuwait | 0 | 0 | 0 | 0 | 0 | 0 | 0
LAO | Laos | 0 | 0 | 0 | 0 | 0 | 0 | 0
LBN | Lebanon | 0 | 0 | 0 | 0 | 0 | 0 | 0
LBR | Liberia | 0 | 0 | 0 | 0 | 0 | 0 | 0
LBY | Libya | 0 | 0 | 0 | 0 | 0 | 0 | 0
LCA | St. Lucia | 0 | 0 | 0 | 0 | 0 | 0 | 0
LIE | Liechtenstein | 0 | 0 | 0 | 0 | 0 | 0 | 0
LKA | Sri Lanka | 6119 | 2341 | 788 | 1018 | 10266 | 51.33 | 160.459 | 3126.0281 | 3971 | 2847.5
LSO | Lesotho | 0 | 0 | 0 | 0 | 0 | 0 | 0
LTU | Lithuania | 14.6 | 520.39 | 0 | 0 | 534.99 | 2.6749 | 8.7566 | 3273.5469 | 3285.5 | 2847.5
LUX | Luxembourg | 0 | 0 | 0 | 0 | 0 | 0 | 0
LVA | Latvia | 0 | 4252.1 | 0 | 0 | 4252.1 | 21.2605 | 69.8514 | 3285.5 | 3285.5 | 3285.5
MAR | Morocco | 2301.75 | 0 | 0 | 0 | 2301.75 | 11.5087 | 32.7712 | 2847.5 | 2847.5 | 2847.5
MCO | Monaco | 0 | 0 | 0 | 0 | 0 | 0 | 0
MDA | Moldova | 0 | 0 | 0 | 0 | 0 | 0 | 0
MDG | Madagascar | 0 | 0 | 0 | 0 | 0 | 0 | 0
MDV | Maldives | 96 | 0 | 0 | 0 | 96 | 0.48 | 1.3668 | 2847.5 | 2847.5 | 2847.5
MEX | Mexico | 24003.2674 | 6815.0009 | 3184.3923 | 4684.9448 | 38687.6054 | 193.438 | 606.0049 | 3132.8119 | 3971 | 2847.5
MKD | Macedonia | 0 | 0 | 0 | 0 | 0 | 0 | 0
MLI | Mali | 0 | 0 | 0 | 0 | 0 | 0 | 0
MLT | Malta | 0 | 0 | 0 | 0 | 0 | 0 | 0
MMR | Myanmar | 0 | 0 | 0 | 0 | 0 | 0 | 0
MNG | Mongolia | 130881.0766 | 20802.4843 | 6406.3099 | 2816.2771 | 160906.1479 | 804.5307 | 2380.3388 | 2958.6673 | 3971 | 2847.5
MON | Montenegro | 0 | 0 | 0 | 0 | 0 | 0 | 0
MOZ | Mozambique | 0 | 0 | 0 | 0 | 0 | 0 | 0
MRT | Mauritania | 0 | 0 | 0 | 0 | 0 | 0 | 0
MSR | Montserrat | 0 | 0 | 0 | 0 | 0 | 0 | 0
MTQ | Martinique | 0 | 0 | 0 | 0 | 0 | 0 | 0
MUS | Mauritius | 0 | 0 | 0 | 0 | 0 | 0 | 0
MWI | Malawi | 0 | 0 | 0 | 0 | 0 | 0 | 0
MYS | Malaysia | 0 | 0 | 0 | 0 | 0 | 0 | 0
MYT | Mayotte | 0 | 0 | 0 | 0 | 0 | 0 | 0
NAM | Namibia | 0 | 0 | 0 | 0 | 0 | 0 | 0
NCL | New Caledonia | 0 | 0 | 0 | 0 | 0 | 0 | 0
NER | Niger | 0 | 0 | 0 | 0 | 0 | 0 | 0
NGA | Nigeria | 0 | 0 | 0 | 0 | 0 | 0 | 0
NIC | Nicaragua | 6821 | 4058 | 1859 | 1696 | 14434 | 72.17 | 232.0608 | 3215.4745 | 3971 | 2847.5
NLD | Netherlands | 4051.3 | 6026.2 | 166.62 | 0 | 10244.12 | 51.2206 | 159.7778 | 3119.4057 | 3723.5 | 2847.5
NOR | Norway | 29863.68 | 42849.53 | 116141.7 | 22894.42 | 211749.33 | 1058.7467 | 3745.9316 | 3538.0812 | 3971 | 2847.5
NPL | Nepal | 1747.5733 | 1296.5266 | 1097.4036 | 3464.4828 | 7605.9863 | 38.0299 | 135.398 | 3560.3005 | 3971 | 2847.5
NZL | New Zealand | 1297.65 | 1546.96 | 4983.03 | 2502.47 | 10330.11 | 51.6505 | 186.3461 | 3607.8237 | 3971 | 2847.5
OMN | Oman | 0 | 0 | 0 | 0 | 0 | 0 | 0
PAK | Pakistan | 42864.2304 | 18105.7604 | 5218.213 | 3038.1456 | 69226.3495 | 346.1317 | 1065.1843 | 3077.3956 | 3971 | 2847.5
PAN | Panama | 0 | 0 | 0 | 0 | 0 | 0 | 0
PER | Peru | 79164.4 | 143341.93 | 142912.71 | 305792.85 | 671211.89 | 3356.0594 | 12214.0471 | 3639.4013 | 3971 | 2847.5
PHL | Philippines | 5538 | 2842 | 1467 | 1208 | 11055 | 55.275 | 176.8309 | 3199.1125 | 3971 | 2847.5
PNG | Papua New Guinea | 0 | 0 | 0 | 0 | 0 | 0 | 0
POL | Poland | 2930.64 | 3357.55 | 0 | 0 | 6288.19 | 31.4409 | 96.8811 | 3081.3681 | 3285.5 | 2847.5
PRI | Puerto Rico | 16.845 | 2.4687 | 0.597 | 0.597 | 20.5077 | 0.10254 | 0.30335 | 2958.4336 | 3971 | 2847.5
PRK | North Korea | 6244.84 | 0 | 0 | 0 | 6244.84 | 31.2242 | 88.9109 | 2847.5 | 2847.5 | 2847.5
PRT | Portugal | 3203.88 | 2407.48 | 0 | 0 | 5611.36 | 28.0568 | 85.1641 | 3035.4181 | 3285.5 | 2847.5
PRY | Paraguay | 0 | 0 | 0 | 0 | 0 | 0 | 0
PYF | French Polynesia | No Data | No Data | No Data | No Data | 0 | #VALUE! | #VALUE! |  | 3971 | #VALUE!
QAT | Qatar | 0 | 0 | 0 | 0 | 0 | 0 | 0
REU | Juan De Nova I. | 0 | 0 | 0 | 0 | 0 | 0 | 0
ROM | Romania | 0 | 0 | 0 | 0 | 0 | 0 | 0
RUS | Russia | 740567.87 | 331981.66 | 77476.1 | 2784 | 1152809.63 | 5764.0482 | 17495.1514 | 3035.2195 | 3971 | 2847.5
RWA | Rwanda | 0 | 0 | 0 | 0 | 0 | 0 | 0
SAU | Saudi Arabia | 0 | 0 | 0 | 0 | 0 | 0 | 0
SDN | Sudan | 0 | 0 | 0 | 0 | 0 | 0 | 0
SEN | Senegal | 0 | 0 | 0 | 0 | 0 | 0 | 0
SGP | Singapore | 0 | 0 | 0 | 0 | 0 | 0 | 0
SJM | Jan Mayen/Svalbard | 1834.17 | 11077.23 | 23312.02 | 3938.67 | 40162.09 | 200.8105 | 720.299 | 3586.9598 | 3971 | 2847.5
SLB | Solomon Is. | 0 | 0 | 0 | 0 | 0 | 0 | 0
SLE | Sierra Leone | 0 | 0 | 0 | 0 | 0 | 0 | 0
SLV | El Salvador | 1195 | 750 | 313 | 313 | 2571 | 12.855 | 41.3763 | 3218.6954 | 3971 | 2847.5
SMR | San Marino | 0 | 0 | 0 | 0 | 0 | 0 | 0
SOM | Somalia | 0 | 0 | 0 | 0 | 0 | 0 | 0
SPM | St. Pierre & Miquelon | 0 | 0 | 151.39 | 0 | 151.39 | 0.75695 | 2.8185 | 3723.5 | 3723.5 | 3723.5
SRB | Serbia | 0 | 0 | 0 | 0 | 0 | 0 | 0
STP | Sao Tome & Principe | 0 | 0 | 0 | 0 | 0 | 0 | 0
SUR | Suriname | 0 | 0 | 0 | 0 | 0 | 0 | 0
SVK | Slovakia | 0 | 0 | 0 | 0 | 0 | 0 | 0
SVN | Slovenia | 0 | 0 | 0 | 0 | 0 | 0 | 0
SWE | Sweden | 37202.25 | 39863.25 | 40225.83 | 9913.77 | 127205.1 | 636.0255 | 2130.2629 | 3349.3356 | 3971 | 2847.5
SWZ | Swaziland | 0 | 0 | 0 | 0 | 0 | 0 | 0
SYC | Seychelles | No Data | No Data | No Data | No Data | 0 | #VALUE! | #VALUE! |  | 3971 | #VALUE!
SYR | Syria | 0 | 0 | 0 | 0 | 0 | 0 | 0
TCA | Turks & Caicos Is. | 0 | 0 | 0 | 0 | 0 | 0 | 0
TCD | Chad | 0 | 0 | 0 | 0 | 0 | 0 | 0
TGO | Togo | 0 | 0 | 0 | 0 | 0 | 0 | 0
THA | Thailand | 0 | 0 | 0 | 0 | 0 | 0 | 0
TJK | Tajikistan | 0 | 0 | 0 | 0 | 0 | 0 | 0
TKM | Turkmenistan | 0 | 0 | 0 | 0 | 0 | 0 | 0
TLS | Timor-Leste | 0 | 0 | 0 | 0 | 0 | 0 | 0
TON | Tonga | 0 | 0 | 0 | 0 | 0 | 0 | 0
TTO | Trinidad & Tobago | 0 | 0 | 0 | 0 | 0 | 0 | 0
TUN | Tunisia | 0 | 0 | 0 | 0 | 0 | 0 | 0
TUR | Turkey | 0 | 0 | 0 | 0 | 0 | 0 | 0
TUV | Tuvalu | No Data | No Data | No Data | No Data | 0 | #VALUE! | #VALUE! |  | 3971 | #VALUE!
TZA | Tanzania | 0 | 0 | 0 | 0 | 0 | 0 | 0
UGA | Uganda | 0 | 0 | 0 | 0 | 0 | 0 | 0
UKR | Ukraine | 0 | 0 | 0 | 0 | 0 | 0 | 0
UMI | Wake I. | No Data | No Data | No Data | No Data | 0 | #VALUE! | #VALUE! |  | 3971 | #VALUE!
URY | Uruguay | 5330.16 | 0 | 0 | 0 | 5330.16 | 26.6508 | 75.8882 | 2847.5 | 2847.5 | 2847.5
USA | United States | 1215534.3207 | 644207.2668 | 192476.1942 | 185218.132 | 2237435.9137 | 11187.1796 | 35149.8163 | 3141.973 | 3971 | 2847.5
UZB | Uzbekistan | 0 | 0 | 0 | 0 | 0 | 0 | 0
VCT | St. Vincent & the Grenadines | 0 | 0 | 0 | 0 | 0 | 0 | 0
VEN | Venezuela | 10950.23 | 0 | 0 | 0 | 10950.23 | 54.7511 | 155.9039 | 2847.5 | 2847.5 | 2847.5
VGB | British Virgin Is. | 0 | 0 | 0 | 0 | 0 | 0 | 0
VNM | Vietnam | 0 | 0 | 0 | 0 | 0 | 0 | 0
VTC | Vatican City | 0 | 0 | 0 | 0 | 0 | 0 | 0
VUT | Vanuatu | 0 | 0 | 0 | 0 | 0 | 0 | 0
WSM | Samoa | 0 | 0 | 0 | 0 | 0 | 0 | 0
XGK | Guernsey | No Data | No Data | No Data | No Data | 0 | #VALUE! | #VALUE! |  | 3971 | #VALUE!
XIM | Isle of Man | 0 | 0 | 616.76 | 0 | 616.76 | 3.0838 | 11.4825 | 3723.5 | 3723.5 | 3723.5
XJE | Jersey | 0 | 0 | 0 | 0 | 0 | 0 | 0
YEM | Yemen | 0 | 0 | 0 | 0 | 0 | 0 | 0
ZAF | South Africa | 0 | 0 | 0 | 0 | 0 | 0 | 0
ZAR | Congo, DRC | 0 | 0 | 0 | 0 | 0 | 0 | 0
ZMB | Zambia | 0 | 0 | 0 | 0 | 0 | 0 | 0
ZWE | Zimbabwe | 0 | 0 | 0 | 0 | 0 | 0 | 0

## Offshore_wind_data
Offshore wind data
GW of Potential within 100 nautical miles of shore | [18 empty] | Raw Source data is shaded |  |  | Source: NREL (2014): Global Wind Potential Supply Curves by Country, Class and Depth (quantities in GW)
| Shallow: 0-30m |  |  |  |  | Transitional: 30-60m |  |  |  |  | Deep: 60-1000m |  |  |  |  | Grand | Electric | Total (GW) |  |  |  | Expected
IAM Country Names | 4 | 5 | 6 | 7 | Total | 4 | 5 | 6 | 7 | Total | 4 | 5 | 6 | 7 | Total | Total (GW) | Load (TWh) | 4 | 5 | 6 | 7 | Production (TWh) | Max FLH | Min FLH | Weighted FLH | Unassigned Economic Zones | Grand Total (GW) | Production |  | Assumed Wind Classes |  |  | 8760
Afghanistan | 0 | 0 | 0 | 0 | 0 | 0 | 0 | 0 | 0 | 0 | 0 | 0 | 0 | 0 | 0 | 0 | 0.92709 | 0 | 0 | 0 | 0 | 0 |  |  |  | Alaska | 4354.7 |  |  | Class 3 | 30-34% CF | Av. CF | FLH
Albania | 0 | 0 | 0 | 0 | 0 | 0.02 | 0 | 0 | 0 | 0.02 | 13.1 | 14.78 | 0 | 0 | 27.88 | 27.9 | 3.5913 | 13.12 | 14.78 | 0 | 0 | 93.1644 | 3504 | 3153.6 | 3339.2241 | American Samoa | 2 |  |  | Class 4 | 34-38% | 0.36 | 3153.6
Algeria | 0 | 0 | 0 | 0 | 0 | 0.08 | 0 | 0 | 0 | 0.08 | 5.18 | 0 | 0 | 0 | 5.18 | 5.26 | 28.3155 | 5.26 | 0 | 0 | 0 | 16.5879 | 3153.6 | 3153.6 | 3153.6 | Amsterdam Island and Saint Paul Island | 7.18 |  |  | Class 5 | 38-42% | 0.4 | 3504
Angola | 0 | 0 | 0.02 | 0 | 0.02 | 0 | 0.66 | 0.48 | 0 | 1.14 | 0 | 7.52 | 16.86 | 1.18 | 25.56 | 26.72 | 2.7115 | 0 | 8.18 | 17.36 | 1.18 | 100.5368 | 4204.8 | 3504 | 3762.6036 | Andaman and Nicobar | 217.14 |  |  | Class 6 | 42-46% | 0.44 | 3854.4
Argentina | 2.34 | 47.6 | 220.6 | 25.94 | 296.48 | 3.6 | 74.26 | 385 | 48.82 | 511.68 | 44.28 | 255.56 | 1053.58 | 849.22 | 2202.64 | 3010.8 | 96.5292 | 50.22 | 377.42 | 1659.18 | 923.98 | 11761.148 | 4204.8 | 3153.6 | 3906.3199 | Anguilla | 22.8 |  |  | Class 7 | >46% | 0.48 | 4204.8
Armenia | 0 | 0 | 0 | 0 | 0 | 0 | 0 | 0 | 0 | 0 | 0 | 0 | 0 | 0 | 0 | 0 | 4.672 | 0 | 0 | 0 | 0 | 0 |  |  |  | Antarctica | 1223.78 | 4716.9376
Australia | 159.02 | 257.74 | 268.1 | 157.2 | 842.06 | 94.2 | 342.56 | 309.26 | 483.24 | 1229.26 | 80.88 | 255.38 | 1199.08 | 1841.94 | 3377.28 | 5448.6 | 218.0475 | 334.1 | 855.68 | 1776.44 | 2482.38 | 21336.9422 | 4204.8 | 3153.6 | 3916.0412 | Antigua and Barbuda | 41.7
Austria | 0 | 0 | 0 | 0 | 0 | 0 | 0 | 0 | 0 | 0 | 0 | 0 | 0 | 0 | 0 | 0 | 62.2156 | 0 | 0 | 0 | 0 | 0 |  |  |  | Ascension | 0.04
Azerbaijan | 0 | 0 | 0 | 0 | 0 | 0 | 0 | 0 | 0 | 0 | 0 | 0 | 0 | 0 | 0 | 0 | 19.2793 | 0 | 0 | 0 | 0 | 0 |  |  |  | Australia - East Timor | 0
Bahamas | 90.36 | 36 | 0.06 | 0 | 126.42 | 4.14 | 5.28 | 0.02 | 0 | 9.44 | 99.62 | 137.3 | 9.26 | 0 | 246.18 | 382.04 | 1.8407 | 194.12 | 178.58 | 9.34 | 0 | 1273.9212 | 3854.4 | 3153.6 | 3334.5232 | Australia - Papua New Guinea | 11.74
Bahrain | 0 | 0 | 0 | 0 | 0 | 0 | 0 | 0 | 0 | 0 | 0 | 0 | 0 | 0 | 0 | 0 | 9.3067 | 0 | 0 | 0 | 0 | 0 |  |  |  | Azores | 77.04
Bangladesh | 0 | 0 | 0 | 0 | 0 | 0 | 0 | 0 | 0 | 0 | 0 | 0 | 0 | 0 | 0 | 0 | 27.128 | 0 | 0 | 0 | 0 | 0 |  |  |  | Bassas da India | 0
Barbados | 0 | 0 | 0 | 0 | 0 | 0 | 0 | 0 | 0 | 0 | 0 | 0 | 0.14 | 16.4 | 16.54 | 16.54 | 0.92183 | 0 | 0 | 0.14 | 16.4 | 69.4983 | 4204.8 | 3854.4 | 4201.8341 | Bermuda | 5.2
Belarus | 0 | 0 | 0 | 0 | 0 | 0 | 0 | 0 | 0 | 0 | 0 | 0 | 0 | 0 | 0 | 0 | 30.3871 | 0 | 0 | 0 | 0 | 0 |  |  |  | Bornholm | 24.5
Belgium | 0 | 0 | 0 | 12.48 | 12.48 | 0 | 0 | 0 | 3.18 | 3.18 | 0 | 0 | 0 | 0 | 0 | 15.66 | 84.3329 | 0 | 0 | 0 | 15.66 | 65.8472 | 4204.8 | 4204.8 | 4204.8 | Bouvet Island | 7.62
Belize | 0 | 2.8 | 0.66 | 0.04 | 3.5 | 0 | 0.06 | 0.12 | 0 | 0.18 | 0 | 3.02 | 9.5 | 0 | 12.52 | 16.2 | 0.18296 | 0 | 5.88 | 10.28 | 0.04 | 60.3949 | 4204.8 | 3504 | 3728.083 | British Indian Ocean Territory | 0
Benin | 0 | 0 | 0 | 0 | 0 | 0 | 0 | 0 | 0 | 0 | 0 | 0 | 0 | 0 | 0 | 0 | 0.61325 | 0 | 0 | 0 | 0 | 0 |  |  |  | British Virgin Islands | 12.9
Bhutan | 0 | 0 | 0 | 0 | 0 | 0 | 0 | 0 | 0 | 0 | 0 | 0 | 0 | 0 | 0 | 0 | 0.6815 | 0 | 0 | 0 | 0 | 0 |  |  |  | Canary Islands | 45.86 |  |  | Here you can fill in the installed wind power density
Bolivia | 0 | 0 | 0 | 0 | 0 | 0 | 0 | 0 | 0 | 0 | 0 | 0 | 0 | 0 | 0 | 0 | 4.6747 | 0 | 0 | 0 | 0 | 0 |  |  |  | Cayman Islands | 5.5 |  |  | This determines the production potential
Bosnia & Herzegovina | 0 | 0 | 0 | 0 | 0 | 0 | 0 | 0 | 0 | 0 | 0 | 0 | 0 | 0 | 0 | 0 | 8.5742 | 0 | 0 | 0 | 0 | 0 |  |  |  | Christmas Island | 2.66
Botswana | 0 | 0 | 0 | 0 | 0 | 0 | 0 | 0 | 0 | 0 | 0 | 0 | 0 | 0 | 0 | 0 | 2.6707 | 0 | 0 | 0 | 0 | 0 |  |  |  | Clipperton Island | 2.06 |  |  | Wind power density class 4 |  | 5 | MW/km2
Brazil | 34.4 | 197.66 | 481.12 | 200.52 | 913.7 | 21.16 | 152.62 | 373.72 | 158.72 | 706.22 | 193.32 | 333.94 | 307.28 | 514.46 | 1349 | 2968.92 | 394.2699 | 248.88 | 684.22 | 1162.12 | 873.7 | 11335.3839 | 4204.8 | 3153.6 | 3818.016 | Cocos Islands | 3.96 |  |  | Wind power density class 5 |  | 5 | MW/km2
Brunei Darussalam | 0 | 0 | 0 | 0 | 0 | 0 | 0 | 0 | 0 | 0 | 0 | 0 | 0 | 0 | 0 | 0 | 2.9892 | 0 | 0 | 0 | 0 | 0 |  |  |  | Colombia - Jamaica | 11.14 |  |  | Wind power density class 6 |  | 5 | MW/km2
Bulgaria | 1.4 | 0 | 0 | 0 | 1.4 | 5.74 | 0.54 | 0 | 0 | 6.28 | 27.02 | 1.36 | 0 | 0 | 28.38 | 36.06 | 30.3859 | 34.16 | 1.9 | 0 | 0 | 114.3846 | 3504 | 3153.6 | 3172.0626 | Conflict Zone | 270.5 |  |  | Wind power density class 7 |  | 5 | MW/km2
Burkina Faso | 0 | 0 | 0 | 0 | 0 | 0 | 0 | 0 | 0 | 0 | 0 | 0 | 0 | 0 | 0 | 0 | 0.63768 | 0 | 0 | 0 | 0 | 0 |  |  |  | Cook Islands | 2.42
Burundi | 0 | 0 | 0 | 0 | 0 | 0 | 0 | 0 | 0 | 0 | 0 | 0 | 0 | 0 | 0 | 0 | 0.19263 | 0 | 0 | 0 | 0 | 0 |  |  |  | Crozet Islands | 109.6 |  |  | Standard assumption for power density is 5 MW/km2, such as in
Cambodia | 0 | 0 | 0 | 0 | 0 | 0 | 0 | 0 | 0 | 0 | 0 | 0 | 0 | 0 | 0 | 0 | 1.1343 | 0 | 0 | 0 | 0 | 0 |  |  |  | Dominica | 6.12 |  |  | (Eg NREL An Improved Global Wind Resource Estimate for Integrated Assessment Models in Energy Economics)
Cameroon | 0.58 | 0 | 0 | 0 | 0.58 | 0 | 0 | 0 | 0 | 0 | 0 | 0 | 0 | 0 | 0 | 0.58 | 4.1748 | 0.58 | 0 | 0 | 0 | 1.8291 | 3153.6 | 3153.6 | 3153.6 | Easter Island | 0.66
Canada | 0.1 | 1.2 | 9.44 | 36.94 | 47.68 | 2.06 | 9.74 | 85.58 | 223.64 | 321.02 | 17.42 | 329.2 | 529.98 | 3639.12 | 4515.72 | 4884.42 | 538.8634 | 19.58 | 340.14 | 625 | 3899.7 | 20060.0566 | 4204.8 | 3153.6 | 4106.9475 | Faeroe Islands | 578.76 |  |  | Dutch Ministery of Economic Affairs uses 6 MW/km2
Cape Verde | 0 | 0.62 | 0 | 0 | 0.62 | 0 | 1.76 | 0.02 | 0 | 1.78 | 0.12 | 21.72 | 1.6 | 0 | 23.44 | 25.84 | 0.22478 | 0.12 | 24.1 | 1.62 | 0 | 91.069 | 3854.4 | 3153.6 | 3524.3406 | Falkland Islands | 1182.56
Central African Republic | 0 | 0 | 0 | 0 | 0 | 0 | 0 | 0 | 0 | 0 | 0 | 0 | 0 | 0 | 0 | 0 | 0.13438 | 0 | 0 | 0 | 0 | 0 |  |  |  | French Guiana | 252.22 |  |  | A density that is too high results in shadowing (swept area), reducing FLH of affected turbines
Chad | 0 | 0 | 0 | 0 | 0 | 0 | 0 | 0 | 0 | 0 | 0 | 0 | 0 | 0 | 0 | 0 | 0.090443 | 0 | 0 | 0 | 0 | 0 |  |  |  | Galapagos Islands | 0 |  |  | New windmills with larger rotor can achieve better density
Chile | 0 | 0 | 1.32 | 11.52 | 12.84 | 0 | 0.18 | 5.78 | 28.86 | 34.82 | 6.42 | 59.1 | 170.24 | 358.4 | 594.16 | 641.82 | 54.8514 | 6.42 | 59.28 | 177.34 | 398.78 | 2588.2927 | 4204.8 | 3153.6 | 4032.7392 | Gibraltar | 1.46
China | 71.86 | 116.68 | 31.42 | 96.3 | 316.26 | 76.2 | 318.28 | 149.54 | 212.42 | 756.44 | 55.12 | 202.3 | 564.6 | 305.12 | 1127.14 | 2199.84 | 2643.3395 | 203.18 | 637.26 | 745.56 | 613.84 | 8328.4684 | 4204.8 | 3153.6 | 3785.9428 | Glorioso Islands | 0.6 |  |  | According to X. Lu et al (2009): Global potential for wind-generated electricity. PNAS 106, 10933-10938
China Hong Kong SAR | 0 | 0 | 0 | 0 | 0 | 0 | 0 | 0 | 0 | 0 | 0 | 0 | 0 | 0 | 0 | 0 | 38.2318 | 0 | 0 | 0 | 0 | 0 |  |  |  | Greenland | 1958.44 | 7548.6111 | Estimate | An offshore wind spacing is recommended of
China Macao SAR | 0 | 0 | 0 | 0 | 0 | 0 | 0 | 0 | 0 | 0 | 0 | 0 | 0 | 0 | 0 | 0 | 2.7035 | 0 | 0 | 0 | 0 | 0 |  |  |  | Grenada | 40.54 |  |  | 10 rotor diameters downstream and 5 rotor diameters across
Colombia | 0.26 | 0.04 | 0 | 18.66 | 18.96 | 1.16 | 0.26 | 0.02 | 19.98 | 21.42 | 7.66 | 8.5 | 4.2 | 93.86 | 114.22 | 154.6 | 38.9881 | 9.08 | 8.8 | 4.22 | 132.5 | 632.8715 | 4204.8 | 3153.6 | 4093.6058 | Guernsey | 38.96
Comoros | 0 | 0 | 0 | 0 | 0 | 0 | 0 | 0 | 0 | 0 | 0 | 0 | 0 | 0 | 0 | 0 | 0.04464 | 0 | 0 | 0 | 0 | 0 |  |  |  | Hawaii | 52.8 |  |  | For the largest turbine currently in production (8 MW at 164m rotor diameter)
Congo | 0 | 0 | 0 | 0 | 0 | 0 | 0 | 0 | 0 | 0 | 0 | 0 | 0 | 0 | 0 | 0 | 0.471 | 0 | 0 | 0 | 0 | 0 |  |  |  | Heard and McDonald Islands | 229.72 |  |  | This would give a max wind power density of
Costa Rica | 0 | 0 | 0.1 | 0 | 0.1 | 0 | 0 | 0.14 | 0 | 0.14 | 4.16 | 15.78 | 7.66 | 0 | 27.6 | 27.84 | 7.8548 | 4.16 | 15.78 | 7.9 | 0 | 98.8619 | 3854.4 | 3153.6 | 3551.0724 | Howland Island and Baker Island | 0 |  |  | 5.9488 | MW/km2
Cote d'Ivoire | 0 | 0 | 0 | 0 | 0 | 0 | 0 | 0 | 0 | 0 | 0 | 0 | 0 | 0 | 0 | 0 | 3.2391 | 0 | 0 | 0 | 0 | 0 |  |  |  | Ile Europa | 0
Croatia | 0 | 0 | 0 | 0 | 0 | 0 | 0 | 0 | 0 | 0 | 0 | 0 | 0 | 0 | 0 | 0 | 15.1607 | 0 | 0 | 0 | 0 | 0 |  |  |  | Ile Tromelin | 0
Cuba | 29.28 | 11.18 | 0 | 0 | 40.46 | 1.94 | 0.92 | 0 | 0 | 2.86 | 48.78 | 34.24 | 3.22 | 0 | 86.24 | 129.56 | 13.2643 | 80 | 46.34 | 3.22 | 0 | 427.0745 | 3854.4 | 3153.6 | 3296.3455 | Jan Mayen | 87.62
Cyprus | 0 | 0 | 0 | 0 | 0 | 0 | 0 | 0 | 0 | 0 | 0 | 0 | 0 | 0 | 0 | 0 | 4.2363 | 0 | 0 | 0 | 0 | 0 |  |  |  | Japan - Korea | 0
Czech Republic | 0 | 0 | 0 | 0 | 0 | 0 | 0 | 0 | 0 | 0 | 0 | 0 | 0 | 0 | 0 | 0 | 61.1846 | 0 | 0 | 0 | 0 | 0 |  |  |  | Japan - South Korea Conflict Zone | 0
North Korea | 0.96 | 0 | 0 | 0 | 0.96 | 9.48 | 0 | 0 | 0 | 9.48 | 14.86 | 0 | 0 | 0 | 14.86 | 25.3 | 18.2728 | 25.3 | 0 | 0 | 0 | 79.7861 | 3153.6 | 3153.6 | 3153.6 | Jarvis Island | 0
Democratic Republic of the Congo | 0 | 0 | 0 | 0 | 0 | 0 | 0 | 0 | 0 | 0 | 0 | 0 | 0 | 0 | 0 | 0 | 5.658 | 0 | 0 | 0 | 0 | 0 |  |  |  | Jersey | 6
Denmark | 0 | 0 | 0 | 64.44 | 64.44 | 0 | 0 | 0.98 | 162.56 | 163.54 | 0 | 0 | 7.04 | 20.84 | 27.88 | 255.86 | 34.0683 | 0 | 0 | 8.02 | 247.84 | 1073.0299 | 4204.8 | 3854.4 | 4193.8166 | Johnston Atoll | 0.44
Djibouti | 0 | 0 | 0 | 0 | 0 | 0 | 0 | 0 | 0 | 0 | 0 | 0 | 0 | 0 | 0 | 0 | 0.24575 | 0 | 0 | 0 | 0 | 0 |  |  |  | Juan de Nova Island | 0
Dominican Republic | 0 | 0.06 | 18.72 | 0.18 | 18.96 | 0 | 0.08 | 1.5 | 0.02 | 1.6 | 0 | 2.32 | 41.26 | 8.54 | 52.12 | 72.68 | 12.2066 | 0 | 2.46 | 61.48 | 8.74 | 282.3383 | 4204.8 | 3504 | 3884.6767 | Kerguelen Islands | 760.88
East Timor | 0 | 0 | 0 | 0 | 0 | 0 | 0 | 0 | 0 | 0 | 0 | 0 | 0 | 0 | 0 | 0 | 0 | 0 | 0 | 0 | 0 | 0 |  |  |  | Kiribati | 0
Ecuador | 0.3 | 0 | 0 | 0 | 0.3 | 1.26 | 0 | 0 | 0 | 1.26 | 0.16 | 0 | 0 | 0 | 0.16 | 1.72 | 12.3788 | 1.72 | 0 | 0 | 0 | 5.4242 | 3153.6 | 3153.6 | 3153.6 | Line Group | 1.02
Egypt | 0 | 0 | 0.38 | 0 | 0.38 | 0 | 0 | 0.32 | 0 | 0.32 | 19.2 | 35.72 | 16.52 | 0 | 71.44 | 72.14 | 99.7016 | 19.2 | 35.72 | 17.22 | 0 | 252.0848 | 3854.4 | 3153.6 | 3494.3827 | Macquarie Island | 11.86
El Salvador | 0 | 0 | 0 | 0 | 0 | 0 | 0 | 0 | 0 | 0 | 0 | 0 | 0 | 0 | 0 | 0 | 4.9278 | 0 | 0 | 0 | 0 | 0 |  |  |  | Madeira | 1.78
Equatorial Guinea | 0 | 0 | 0 | 0 | 0 | 0 | 0 | 0 | 0 | 0 | 0 | 0 | 0 | 0 | 0 | 0 | 0.083003 | 0 | 0 | 0 | 0 | 0 |  |  |  | Marshall Islands | 26.6
Eritrea | 0.1 | 0.78 | 0.44 | 0 | 1.32 | 3.04 | 12.46 | 0.74 | 0 | 16.24 | 3.18 | 12.78 | 0.78 | 0 | 16.74 | 34.3 | 0.22348 | 6.32 | 26.02 | 1.96 | 0 | 118.6595 | 3854.4 | 3153.6 | 3459.4594 | Mayotte | 0
Estonia | 0 | 0 | 3.94 | 0 | 3.94 | 0 | 0 | 15.12 | 0 | 15.12 | 0 | 0 | 31.38 | 0 | 31.38 | 50.44 | 7.4559 | 0 | 0 | 50.44 | 0 | 194.4159 | 3854.4 | 3854.4 | 3854.4 | Micronesia | 143.94
Ethiopia | 0 | 0 | 0 | 0 | 0 | 0 | 0 | 0 | 0 | 0 | 0 | 0 | 0 | 0 | 0 | 0 | 2.9911 | 0 | 0 | 0 | 0 | 0 |  |  |  | Monaco | 0
Fiji | 1.84 | 22.22 | 11.68 | 0 | 35.74 | 1.06 | 16.88 | 9.38 | 0 | 27.32 | 0.08 | 98.8 | 149.9 | 0 | 248.78 | 311.84 | 0.92674 | 2.98 | 137.9 | 170.96 | 0 | 1151.5476 | 3854.4 | 3153.6 | 3692.7513 | Montserrat | 8.58
Finland | 0 | 0.3 | 4.48 | 1.52 | 6.3 | 0 | 2 | 24.64 | 2.74 | 29.38 | 0 | 5.18 | 90.18 | 0.24 | 95.6 | 131.28 | 84.4054 | 0 | 7.48 | 119.3 | 4.5 | 504.9614 | 4204.8 | 3504 | 3846.4461 | Nauru | 0
France | 0 | 4.48 | 17.4 | 24.54 | 46.42 | 0 | 25.84 | 46.72 | 62.16 | 134.72 | 2.78 | 49.08 | 205.84 | 310.38 | 568.08 | 749.22 | 450.8204 | 2.78 | 79.4 | 269.96 | 397.08 | 2997.1604 | 4204.8 | 3153.6 | 4000.3743 | Nigeria - Sao Tome and Principe | 0
French Polynesia | 0.2 | 1.54 | 0.98 | 0 | 2.72 | 0.14 | 0.46 | 0.76 | 0 | 1.36 | 5.12 | 39.86 | 14.64 | 0.84 | 60.46 | 64.54 | 0.59264 | 5.46 | 41.86 | 16.38 | 0.84 | 230.5632 | 4204.8 | 3153.6 | 3572.4078 | Niue | 2.2
Gabon | 0 | 0 | 0 | 0 | 0 | 0 | 0 | 0 | 0 | 0 | 0 | 0 | 0 | 0 | 0 | 0 | 1.4204 | 0 | 0 | 0 | 0 | 0 |  |  |  | Norfolk Island | 49.32
Gambia | 0 | 0 | 0 | 0 | 0 | 0 | 0 | 0 | 0 | 0 | 0 | 0 | 0 | 0 | 0 | 0 | 0.19274 | 0 | 0 | 0 | 0 | 0 |  |  |  | Northern Saint-Martin | 13.66
Georgia | 0 | 0 | 0 | 0 | 0 | 0 | 0 | 0 | 0 | 0 | 0 | 0 | 0 | 0 | 0 | 0 | 7.0085 | 0 | 0 | 0 | 0 | 0 |  |  |  | Oecussi Ambeno | 0
Germany | 0 | 0 | 0 | 27.54 | 27.54 | 0 | 0 | 0 | 96.8 | 96.8 | 0 | 0 | 0 | 0 | 0 | 124.34 | 545.6428 | 0 | 0 | 0 | 124.34 | 522.8248 | 4204.8 | 4204.8 | 4204.8 | Palau | 4.34
Ghana | 0 | 0 | 0 | 0 | 0 | 0 | 0 | 0 | 0 | 0 | 0 | 0 | 0 | 0 | 0 | 0 | 5.76 | 0 | 0 | 0 | 0 | 0 |  |  |  | Palmyra Atoll | 0
Greece | 0 | 0 | 0.1 | 0 | 0.1 | 0.1 | 0 | 0.02 | 1.76 | 1.88 | 51.8 | 116.5 | 164.36 | 33.02 | 365.68 | 367.66 | 56.8914 | 51.9 | 116.5 | 164.48 | 34.78 | 1352.1025 | 4204.8 | 3153.6 | 3677.5893 | Paracel Islands | 228.8
Guadeloupe | 0 | 0 | 0 | 0 | 0 | 0 | 0 | 0 | 0 | 0 | 0 | 0 | 0 | 0 | 0 | 0 | 1.0751 | 0 | 0 | 0 | 0 | 0 |  |  |  | Phoenix Group | 0
Guam | 0 | 0 | 0.98 | 0 | 0.98 | 0 | 0 | 0.3 | 0 | 0.3 | 0 | 0 | 26.16 | 0 | 26.16 | 27.44 | 1.654 | 0 | 0 | 27.44 | 0 | 105.7647 | 3854.4 | 3854.4 | 3854.4 | Pitcairn | 2
Guatemala | 0 | 0.64 | 0 | 0 | 0.64 | 0 | 0.14 | 0 | 0 | 0.14 | 0 | 0.78 | 0 | 0 | 0.78 | 1.56 | 6.8045 | 0 | 1.56 | 0 | 0 | 5.4662 | 3504 | 3504 | 3504 | Prince Edward Islands | 0.52
Guinea | 0 | 0 | 0 | 0 | 0 | 0 | 0 | 0 | 0 | 0 | 0 | 0 | 0 | 0 | 0 | 0 | 0.83351 | 0 | 0 | 0 | 0 | 0 |  |  |  | Saint Helena | 2.06
Guinea-Bissau | 0 | 0 | 0 | 0 | 0 | 0 | 0 | 0 | 0 | 0 | 0 | 0 | 0 | 0 | 0 | 0 | 0.059985 | 0 | 0 | 0 | 0 | 0 |  |  |  | Saint Kitts and Nevis | 21.94
Guyana | 46.52 | 55.7 | 0 | 0 | 102.22 | 0.94 | 105.46 | 0 | 0 | 106.4 | 0 | 82.22 | 1.9 | 0 | 84.12 | 292.74 | 0.688 | 47.46 | 243.38 | 1.9 | 0 | 1009.7967 | 3854.4 | 3153.6 | 3449.4662 | Saint Lucia | 7.44
Haiti | 0 | 0.72 | 0 | 0 | 0.72 | 0 | 0.14 | 0 | 0 | 0.14 | 0 | 4.86 | 4.54 | 0.48 | 9.88 | 10.74 | 0.271 | 0 | 5.72 | 4.54 | 0.48 | 39.5602 | 4204.8 | 3504 | 3683.4413 | Saint Pierre and Miquelon | 39.82
Honduras | 0 | 7.44 | 141.84 | 0.68 | 149.96 | 0 | 1.06 | 61.12 | 0.68 | 62.86 | 0 | 12.64 | 156.6 | 0.06 | 169.3 | 382.12 | 4.4597 | 0 | 21.14 | 359.56 | 1.42 | 1465.9334 | 4204.8 | 3504 | 3836.317 | Saint Vincent and the Grenadines | 8.24
Hungary | 0 | 0 | 0 | 0 | 0 | 0 | 0 | 0 | 0 | 0 | 0 | 0 | 0 | 0 | 0 | 0 | 37.1891 | 0 | 0 | 0 | 0 | 0 |  |  |  | Sao Tome and Principe | 0
Iceland | 0 | 0 | 0 | 1.52 | 1.52 | 0 | 0 | 0 | 17.9 | 17.9 | 0 | 0 | 0 | 1440.02 | 1440.02 | 1459.44 | 11.0624 | 0 | 0 | 0 | 1459.44 | 6136.6533 | 4204.8 | 4204.8 | 4204.8 | Seychelles | 77.54
India | 9.6 | 11.6 | 13.06 | 3.6 | 37.86 | 10.56 | 3.86 | 15.58 | 5.72 | 35.72 | 29.04 | 18.2 | 36.82 | 3.98 | 88.04 | 161.62 | 548.4794 | 49.2 | 33.66 | 65.46 | 13.3 | 581.3346 | 4204.8 | 3153.6 | 3596.9226 | South Georgia and the South Sandwich Islands | 250.24
Indonesia | 70.08 | 120.92 | 268.08 | 0 | 459.08 | 75.88 | 240.52 | 7.82 | 0 | 324.22 | 276.82 | 321.06 | 19.9 | 0 | 617.78 | 1401.08 | 115.378 | 422.78 | 682.5 | 295.8 | 0 | 4864.8905 | 3854.4 | 3153.6 | 3472.2432 | Southern Kuriles | 155.16
Iran | 0 | 0 | 0 | 0 | 0 | 0 | 0 | 0 | 0 | 0 | 0 | 0 | 0 | 0 | 0 | 0 | 150.6946 | 0 | 0 | 0 | 0 | 0 |  |  |  | Southern Saint-Martin | 36.72
Iraq | 0 | 0 | 0 | 0 | 0 | 0 | 0 | 0 | 0 | 0 | 0 | 0 | 0 | 0 | 0 | 0 | 30.2735 | 0 | 0 | 0 | 0 | 0 |  |  |  | Spratly Islands | 143.78
Ireland | 0 | 0 | 0 | 5.1 | 5.1 | 0 | 0 | 0 | 34.28 | 34.28 | 0 | 0 | 0 | 770.28 | 770.28 | 809.66 | 24.9093 | 0 | 0 | 0 | 809.66 | 3404.4584 | 4204.8 | 4204.8 | 4204.8 | Tokelau | 0
Israel | 0 | 0 | 0 | 0 | 0 | 0 | 0 | 0 | 0 | 0 | 0 | 0 | 0 | 0 | 0 | 0 | 44.7722 | 0 | 0 | 0 | 0 | 0 |  |  |  | Tonga | 180.62
Italy | 0 | 0.2 | 0 | 0 | 0.2 | 1.2 | 2.9 | 0 | 0 | 4.1 | 188.34 | 150.2 | 0 | 0 | 338.54 | 342.84 | 312.6053 | 189.54 | 153.3 | 0 | 0 | 1134.8965 | 3504 | 3153.6 | 3310.2804 | Trindade | 0.2
Jamaica | 0 | 11.44 | 22.68 | 4.56 | 38.68 | 0 | 2.26 | 4.1 | 1.24 | 7.6 | 0.68 | 38.92 | 36.02 | 18.64 | 94.26 | 140.54 | 6.2426 | 0.68 | 52.62 | 62.8 | 24.44 | 531.3466 | 4204.8 | 3153.6 | 3780.7497 | Tristan da Cunha | 4.7
Japan | 1.48 | 0.48 | 1.22 | 2.24 | 5.42 | 2.16 | 8.56 | 8.68 | 19.46 | 38.86 | 31.64 | 189.9 | 941.74 | 1251.96 | 2415.24 | 2459.52 | 983.583 | 35.28 | 198.94 | 951.64 | 1273.66 | 9831.8316 | 4204.8 | 3153.6 | 3997.4595 | Turks and Caicos Islands | 44.88
Jordan | 0 | 0 | 0 | 0 | 0 | 0 | 0 | 0 | 0 | 0 | 0 | 0 | 0 | 0 | 0 | 0 | 10.0229 | 0 | 0 | 0 | 0 | 0 |  |  |  | Tuvalu | 35.76
Kazakhstan | 0 | 0 | 0 | 0 | 0 | 0 | 0 | 0 | 0 | 0 | 0 | 0 | 0 | 0 | 0 | 0 | 63.384 | 0 | 0 | 0 | 0 | 0 |  |  |  | Wake Island | 3.72
Kenya | 0 | 2.12 | 0 | 0 | 2.12 | 0 | 1.9 | 0 | 0 | 1.9 | 13.66 | 99.4 | 0 | 0 | 113.06 | 117.08 | 5.3245 | 13.66 | 103.42 | 0 | 0 | 405.4619 | 3504 | 3153.6 | 3463.118 | Wallis and Futuna | 29.5
Kuwait | 0 | 0 | 0 | 0 | 0 | 0 | 0 | 0 | 0 | 0 | 0 | 0 | 0 | 0 | 0 | 0 | 39.6542 | 0 | 0 | 0 | 0 | 0
Kyrgyzstan | 0 | 0 | 0 | 0 | 0 | 0 | 0 | 0 | 0 | 0 | 0 | 0 | 0 | 0 | 0 | 0 | 8.965 | 0 | 0 | 0 | 0 | 0
Laos | 0 | 0 | 0 | 0 | 0 | 0 | 0 | 0 | 0 | 0 | 0 | 0 | 0 | 0 | 0 | 0 | 0.72334 | 0 | 0 | 0 | 0 | 0
Latvia | 0 | 0 | 10.08 | 0 | 10.08 | 0 | 0 | 33.46 | 0 | 33.46 | 0 | 0 | 61.38 | 0 | 61.38 | 104.92 | 6.5435 | 0 | 0 | 104.92 | 0 | 404.4036 | 3854.4 | 3854.4 | 3854.4
Lebanon | 0 | 0 | 0 | 0 | 0 | 0 | 0 | 0 | 0 | 0 | 0 | 0 | 0 | 0 | 0 | 0 | 8.477 | 0 | 0 | 0 | 0 | 0
Lesotho | 0 | 0 | 0 | 0 | 0 | 0 | 0 | 0 | 0 | 0 | 0 | 0 | 0 | 0 | 0 | 0 | 0.2575 | 0 | 0 | 0 | 0 | 0
Liberia | 0 | 0 | 0 | 0 | 0 | 0 | 0 | 0 | 0 | 0 | 0 | 0 | 0 | 0 | 0 | 0 | 0.30574 | 0 | 0 | 0 | 0 | 0
Libya | 0 | 0.06 | 0 | 0 | 0.06 | 0.62 | 0.82 | 0 | 0 | 1.44 | 13.4 | 12.68 | 0 | 0 | 26.08 | 27.58 | 21.1032 | 14.02 | 13.56 | 0 | 0 | 91.7277 | 3504 | 3153.6 | 3325.8779
Lithuania | 0 | 0 | 1.04 | 0 | 1.04 | 0 | 0.08 | 14.94 | 0 | 15.02 | 0 | 0 | 10.9 | 0 | 10.9 | 26.96 | 9.7545 | 0 | 0.08 | 26.88 | 0 | 103.8866 | 3854.4 | 3504 | 3853.3602
Luxembourg | 0 | 0 | 0 | 0 | 0 | 0 | 0 | 0 | 0 | 0 | 0 | 0 | 0 | 0 | 0 | 0 | 6.3462 | 0 | 0 | 0 | 0 | 0
Madagascar | 2.82 | 2.46 | 1.42 | 10.82 | 17.52 | 8.36 | 14.74 | 1.8 | 34.34 | 59.24 | 8.18 | 41.12 | 14.08 | 107.68 | 171.06 | 247.82 | 0.92605 | 19.36 | 58.32 | 17.3 | 152.84 | 974.7497 | 4204.8 | 3153.6 | 3933.2973
Malawi | 0 | 0 | 0 | 0 | 0 | 0 | 0 | 0 | 0 | 0 | 0 | 0 | 0 | 0 | 0 | 0 | 1.4971 | 0 | 0 | 0 | 0 | 0
Malaysia | 0 | 0 | 0 | 0 | 0 | 0 | 0 | 0 | 0 | 0 | 0 | 0 | 0 | 0 | 0 | 0 | 83.654 | 0 | 0 | 0 | 0 | 0
Maldives | 0 | 0 | 0 | 0 | 0 | 0 | 0 | 0 | 0 | 0 | 0 | 0 | 0 | 0 | 0 | 0 | 0.20065 | 0 | 0 | 0 | 0 | 0
Mali | 0 | 0 | 0 | 0 | 0 | 0 | 0 | 0 | 0 | 0 | 0 | 0 | 0 | 0 | 0 | 0 | 0.44199 | 0 | 0 | 0 | 0 | 0
Malta | 0 | 0 | 0 | 0 | 0 | 0 | 0 | 0 | 0 | 0 | 39.7 | 0 | 0 | 0 | 39.7 | 39.7 | 1.846 | 39.7 | 0 | 0 | 0 | 125.1979 | 3153.6 | 3153.6 | 3153.6
Martinique | 0 | 0 | 0.02 | 0.06 | 0.08 | 0 | 0 | 0.1 | 0.5 | 0.6 | 0 | 0 | 19.98 | 7.18 | 27.16 | 27.84 | 1.0676 | 0 | 0 | 20.1 | 7.74 | 110.0186 | 4204.8 | 3854.4 | 3951.8172
Mauritania | 15.32 | 0.48 | 0 | 0 | 15.8 | 1.8 | 0 | 0 | 0 | 1.8 | 12.06 | 0.8 | 0 | 0 | 12.86 | 30.46 | 0.40265 | 29.18 | 1.28 | 0 | 0 | 96.5072 | 3504 | 3153.6 | 3168.3246
Mauritius | 0 | 0 | 0 | 8.84 | 8.84 | 0 | 0 | 0 | 48.46 | 48.46 | 0 | 0 | 0.14 | 236.26 | 236.4 | 293.7 | 2.1102 | 0 | 0 | 0.14 | 293.56 | 1234.9007 | 4204.8 | 3854.4 | 4204.633
Mexico | 64.16 | 130.02 | 3.4 | 0.66 | 198.24 | 82.74 | 279.44 | 7.1 | 3.22 | 372.5 | 193.34 | 290.88 | 105.98 | 8.54 | 598.74 | 1169.48 | 199.5297 | 340.24 | 700.34 | 116.48 | 12.42 | 4028.1564 | 4204.8 | 3153.6 | 3444.3995
Mongolia | 0 | 0 | 0 | 0 | 0 | 0 | 0 | 0 | 0 | 0 | 0 | 0 | 0 | 0 | 0 | 0 | 3.2362 | 0 | 0 | 0 | 0 | 0
Morocco | 0.06 | 0.52 | 0.64 | 0 | 1.22 | 15.06 | 11.94 | 5.1 | 0 | 32.1 | 65.88 | 92.4 | 51.96 | 0 | 210.24 | 243.56 | 20.267 | 81 | 104.86 | 57.7 | 0 | 845.2699 | 3854.4 | 3153.6 | 3470.4792
Mozambique | 28.88 | 1.26 | 2.76 | 0 | 32.9 | 79.68 | 2.48 | 10.48 | 0 | 92.64 | 83 | 73.64 | 209.18 | 18.6 | 384.42 | 509.96 | 9.7423 | 191.56 | 77.38 | 222.42 | 18.6 | 1810.7481 | 4204.8 | 3153.6 | 3550.7649
Myanmar | 0 | 0 | 0 | 0 | 0 | 0 | 0 | 0 | 0 | 0 | 0 | 0 | 0 | 0 | 0 | 0 | 4.1315 | 0 | 0 | 0 | 0 | 0
Namibia | 0 | 0 | 0 | 0 | 0 | 0.02 | 0.02 | 0.16 | 0 | 0.2 | 58.7 | 130.2 | 89.92 | 1.56 | 280.38 | 280.58 | 3.3973 | 58.72 | 130.22 | 90.08 | 1.56 | 995.2341 | 4204.8 | 3153.6 | 3547.0601
Nepal | 0 | 0 | 0 | 0 | 0 | 0 | 0 | 0 | 0 | 0 | 0 | 0 | 0 | 0 | 0 | 0 | 2.3232 | 0 | 0 | 0 | 0 | 0
Netherlands | 0 | 0 | 0 | 110.14 | 110.14 | 0 | 0 | 0 | 150.9 | 150.9 | 0 | 0 | 0 | 0.04 | 0.04 | 261.08 | 110.4991 | 0 | 0 | 0 | 261.08 | 1097.7892 | 4204.8 | 4204.8 | 4204.8
Netherlands Antilles | 0 | 0 | 0 | 0.02 | 0.02 | 0 | 0 | 0 | 0.98 | 0.98 | 0 | 0 | 0 | 27.14 | 27.14 | 28.14 | 0.96775 | 0 | 0 | 0 | 28.14 | 118.3231 | 4204.8 | 4204.8 | 4204.8
New Caledonia | 0 | 0.06 | 19.86 | 0 | 19.92 | 0 | 0.06 | 36.26 | 0 | 36.32 | 0 | 1 | 297.76 | 0.46 | 299.22 | 355.46 | 1.6538 | 0 | 1.12 | 353.88 | 0.46 | 1369.8538 | 4204.8 | 3504 | 3853.7494
New Zealand | 2.94 | 6.9 | 1.24 | 24.32 | 35.4 | 7.44 | 14.3 | 7.86 | 87.64 | 117.24 | 33.44 | 131.16 | 357.34 | 2748.12 | 3270.06 | 3422.7 | 38.8945 | 43.82 | 152.36 | 366.44 | 2860.08 | 14110.5309 | 4204.8 | 3153.6 | 4122.6315
Nicaragua | 6.04 | 27.02 | 167.96 | 0 | 201.02 | 7.84 | 5.22 | 11.26 | 0 | 24.32 | 14.52 | 42.28 | 39.66 | 1.42 | 97.88 | 323.22 | 2.4958 | 28.4 | 74.52 | 218.88 | 1.42 | 1200.3022 | 4204.8 | 3153.6 | 3713.5765
Niger | 0 | 0 | 0 | 0 | 0 | 0 | 0 | 0 | 0 | 0 | 0 | 0 | 0 | 0 | 0 | 0 | 0.5455 | 0 | 0 | 0 | 0 | 0
Nigeria | 0 | 0 | 0 | 0 | 0 | 0 | 0 | 0 | 0 | 0 | 0 | 0 | 0 | 0 | 0 | 0 | 17.255 | 0 | 0 | 0 | 0 | 0
Norway | 0 | 0 | 0.46 | 4.96 | 5.42 | 0 | 0.3 | 14.54 | 148.46 | 163.3 | 0.72 | 15.86 | 99.44 | 3350.02 | 3466.04 | 3634.76 | 113.3127 | 0.72 | 16.16 | 114.44 | 3503.44 | 15231.2573 | 4204.8 | 3153.6 | 4190.4437
Occupied Palestinian Territory | 0 | 0 | 0 | 0 | 0 | 0 | 0 | 0 | 0 | 0 | 0 | 0 | 0 | 0 | 0 | 0 | 3.4552 | 0 | 0 | 0 | 0 | 0
Oman | 0.06 | 0.3 | 0.02 | 0 | 0.38 | 0.26 | 2.26 | 0.02 | 0 | 2.54 | 2.7 | 5.8 | 0.14 | 0 | 8.64 | 11.56 | 11.69 | 3.02 | 8.36 | 0.18 | 0 | 39.5111 | 3854.4 | 3153.6 | 3417.9156
Pakistan | 0 | 0 | 0 | 0 | 0 | 0 | 0 | 0 | 0 | 0 | 0 | 0 | 0 | 0 | 0 | 0 | 70.057 | 0 | 0 | 0 | 0 | 0
Panama | 0.28 | 0.38 | 0 | 0 | 0.66 | 0.22 | 0.98 | 0 | 0 | 1.2 | 5.9 | 4.1 | 0 | 0 | 10 | 11.86 | 4.9954 | 6.4 | 5.46 | 0 | 0 | 39.3149 | 3504 | 3153.6 | 3314.914
Papua New Guinea | 10.82 | 102.48 | 93.64 | 1.24 | 208.18 | 11.22 | 33.64 | 3.18 | 0.02 | 48.06 | 55.38 | 149.56 | 36.12 | 0.96 | 242.02 | 498.26 | 2.7005 | 77.42 | 285.68 | 132.94 | 2.22 | 1766.913 | 4204.8 | 3153.6 | 3546.1667
Paraguay | 0 | 0 | 0 | 0 | 0 | 0 | 0 | 0 | 0 | 0 | 0 | 0 | 0 | 0 | 0 | 0 | 5.1079 | 0 | 0 | 0 | 0 | 0
Peru | 0 | 0 | 0 | 0 | 0 | 0 | 0 | 0 | 0 | 0 | 0.02 | 0 | 0 | 0 | 0.02 | 0.02 | 25.7345 | 0.02 | 0 | 0 | 0 | 0.063072 | 3153.6 | 3153.6 | 3153.6
Philippines | 3.92 | 30.24 | 0.68 | 0.16 | 35 | 0.62 | 22.8 | 0.86 | 0.42 | 24.7 | 12.28 | 91.8 | 32.42 | 71.46 | 207.96 | 267.66 | 48.1591 | 16.82 | 144.84 | 33.96 | 72.04 | 994.3721 | 4204.8 | 3153.6 | 3715.0569
Poland | 0.96 | 0.02 | 12.66 | 0 | 13.64 | 0 | 0 | 32.28 | 0 | 32.28 | 0 | 0 | 67.84 | 0 | 67.84 | 113.76 | 126.7819 | 0.96 | 0.02 | 112.78 | 0 | 437.7968 | 3854.4 | 3153.6 | 3848.4245
Portugal | 0 | 0.12 | 0.54 | 0 | 0.66 | 0 | 7.18 | 4.14 | 0 | 11.32 | 17.04 | 26.36 | 113.86 | 0 | 157.26 | 169.24 | 47.7367 | 17.04 | 33.66 | 118.54 | 0 | 628.5826 | 3854.4 | 3153.6 | 3714.1489
Puerto Rico | 0 | 0 | 1.7 | 0 | 1.7 | 0 | 0 | 3.1 | 0.18 | 3.28 | 0 | 0 | 37.38 | 4.1 | 41.48 | 46.46 | 21.3959 | 0 | 0 | 42.18 | 4.28 | 180.5751 | 4204.8 | 3854.4 | 3886.6796
Qatar | 0 | 0 | 0 | 0 | 0 | 0 | 0 | 0 | 0 | 0 | 0 | 0 | 0 | 0 | 0 | 0 | 15.7622 | 0 | 0 | 0 | 0 | 0
Reunion | 0 | 0 | 0.22 | 0 | 0.22 | 0 | 0 | 0.16 | 0 | 0.16 | 0 | 0 | 0.9 | 1.38 | 2.28 | 2.66 | 1.5494 | 0 | 0 | 1.28 | 1.38 | 10.7363 | 4204.8 | 3854.4 | 4036.1865
South Korea | 0.14 | 0.36 | 1.46 | 0 | 1.96 | 25.56 | 33.06 | 9.94 | 0.14 | 68.7 | 44.9 | 129.8 | 190.26 | 65.7 | 430.66 | 501.32 | 376.3515 | 70.6 | 163.22 | 201.66 | 65.84 | 1848.6894 | 4204.8 | 3153.6 | 3687.6434
Moldova | 0 | 0 | 0 | 0 | 0 | 0 | 0 | 0 | 0 | 0 | 0 | 0 | 0 | 0 | 0 | 0 | 4.9908 | 0 | 0 | 0 | 0 | 0
Romania | 2.82 | 0 | 0 | 0 | 2.82 | 27.62 | 19.72 | 0 | 0 | 47.34 | 4.86 | 74.08 | 0 | 0 | 78.94 | 129.1 | 49.2922 | 35.3 | 93.8 | 0 | 0 | 439.9973 | 3504 | 3153.6 | 3408.1896
Russia | 7.3 | 70.9 | 47.6 | 138.22 | 264.02 | 30.48 | 90.8 | 164.52 | 586.46 | 872.26 | 217.62 | 622.48 | 1474.94 | 3817 | 6132.04 | 7268.32 | 823.7003 | 255.4 | 784.18 | 1687.06 | 4541.68 | 29152.6563 | 4204.8 | 3153.6 | 4010.9209
Rwanda | 0 | 0 | 0 | 0 | 0 | 0 | 0 | 0 | 0 | 0 | 0 | 0 | 0 | 0 | 0 | 0 | 0.21743 | 0 | 0 | 0 | 0 | 0
Samoa | 0 | 0 | 0.02 | 0 | 0.02 | 0 | 0.04 | 0.08 | 0 | 0.12 | 0 | 5 | 2.98 | 0 | 7.98 | 8.12 | 0.10091 | 0 | 5.04 | 3.08 | 0 | 29.5317 | 3854.4 | 3504 | 3636.9103
Saudi Arabia | 0 | 0 | 0 | 0 | 0 | 0 | 0 | 0 | 0 | 0 | 15.06 | 21.3 | 0 | 0 | 36.36 | 36.36 | 160.4543 | 15.06 | 21.3 | 0 | 0 | 122.1284 | 3504 | 3153.6 | 3358.8673
Senegal | 0 | 0 | 0 | 0 | 0 | 0 | 0 | 0 | 0 | 0 | 0 | 0 | 0 | 0 | 0 | 0 | 1.7248 | 0 | 0 | 0 | 0 | 0
Sierra Leone | 0 | 0 | 0 | 0 | 0 | 0 | 0 | 0 | 0 | 0 | 0 | 0 | 0 | 0 | 0 | 0 | 0.057195 | 0 | 0 | 0 | 0 | 0
Singapore | 0 | 0 | 0 | 0 | 0 | 0 | 0 | 0 | 0 | 0 | 0 | 0 | 0 | 0 | 0 | 0 | 35.7087 | 0 | 0 | 0 | 0 | 0
Slovakia | 0 | 0 | 0 | 0 | 0 | 0 | 0 | 0 | 0 | 0 | 0 | 0 | 0 | 0 | 0 | 0 | 26.1285 | 0 | 0 | 0 | 0 | 0
Slovenia | 0 | 0 | 0 | 0 | 0 | 0 | 0 | 0 | 0 | 0 | 0 | 0 | 0 | 0 | 0 | 0 | 13.284 | 0 | 0 | 0 | 0 | 0
Solomon Islands | 0.04 | 2.1 | 1.24 | 0 | 3.38 | 0.02 | 1.54 | 0.42 | 0 | 1.98 | 22.6 | 36.68 | 7.26 | 0 | 66.54 | 71.9 | 0.069518 | 22.66 | 40.32 | 8.92 | 0 | 247.1231 | 3854.4 | 3153.6 | 3437.039
Somalia | 0 | 0 | 0.42 | 0.92 | 1.34 | 0 | 0 | 7.98 | 19.08 | 27.06 | 4.84 | 70.42 | 70.3 | 157.02 | 302.58 | 330.98 | 0.27784 | 4.84 | 70.42 | 78.7 | 177.02 | 1309.6901 | 4204.8 | 3153.6 | 3957.0067
South Africa | 0.12 | 0.02 | 0 | 1.28 | 1.42 | 0.18 | 1.2 | 0.64 | 17.5 | 19.52 | 46.54 | 111.8 | 143.48 | 576.94 | 878.76 | 899.7 | 211.8786 | 46.84 | 113.02 | 144.12 | 595.72 | 3604.1163 | 4204.8 | 3153.6 | 4005.909
Spain | 3.04 | 8.08 | 3.22 | 7.02 | 21.36 | 2.3 | 4.22 | 1.98 | 1.42 | 9.92 | 100.94 | 77.88 | 27.68 | 79.34 | 285.84 | 317.12 | 259.4332 | 106.28 | 90.18 | 32.88 | 87.78 | 1146.9853 | 4204.8 | 3153.6 | 3616.8811
Sri Lanka | 9.22 | 12.9 | 11.86 | 2 | 35.98 | 4.58 | 13.38 | 3.68 | 2.68 | 24.32 | 13.12 | 19.48 | 27.38 | 5.9 | 65.88 | 126.18 | 7.5321 | 26.92 | 45.76 | 42.92 | 10.58 | 455.1556 | 4204.8 | 3153.6 | 3607.1928
Sudan | 0 | 0 | 0 | 0 | 0 | 0 | 0 | 0 | 0 | 0 | 0 | 0 | 0 | 0 | 0 | 0 | 3.3345 | 0 | 0 | 0 | 0 | 0
Suriname | 61.08 | 2.96 | 0 | 0 | 64.04 | 84.5 | 37.54 | 0 | 0 | 122.04 | 3.04 | 127.8 | 0 | 0 | 130.84 | 316.92 | 1.4183 | 148.62 | 168.3 | 0 | 0 | 1058.4112 | 3504 | 3153.6 | 3339.6795
Swaziland | 0 | 0 | 0 | 0 | 0 | 0 | 0 | 0 | 0 | 0 | 0 | 0 | 0 | 0 | 0 | 0 | 1.2125 | 0 | 0 | 0 | 0 | 0
Sweden | 2.16 | 0.92 | 18.72 | 0 | 21.8 | 3.92 | 13.6 | 120.64 | 0 | 138.16 | 0.44 | 17.32 | 239.58 | 2.3 | 259.64 | 419.6 | 133.6443 | 6.52 | 31.84 | 378.94 | 2.3 | 1602.3862 | 4204.8 | 3153.6 | 3818.8422
Switzerland | 0 | 0 | 0 | 0 | 0 | 0 | 0 | 0 | 0 | 0 | 0 | 0 | 0 | 0 | 0 | 0 | 58.0073 | 0 | 0 | 0 | 0 | 0
Syria | 0 | 0 | 0 | 0 | 0 | 0 | 0 | 0 | 0 | 0 | 0 | 0 | 0 | 0 | 0 | 0 | 26.8748 | 0 | 0 | 0 | 0 | 0
Taiwan | 0 | 0 | 0 | 44.74 | 44.74 | 0 | 0 | 0.1 | 68.96 | 69.06 | 0 | 0.18 | 39.4 | 498.9 | 538.48 | 652.28 | 208.4135 | 0 | 0.18 | 39.5 | 612.6 | 2728.74 | 4204.8 | 3504 | 4183.3875
Tajikistan | 0 | 0 | 0 | 0 | 0 | 0 | 0 | 0 | 0 | 0 | 0 | 0 | 0 | 0 | 0 | 0 | 14.3682 | 0 | 0 | 0 | 0 | 0
Macedonia | 0 | 0 | 0 | 0 | 0 | 0 | 0 | 0 | 0 | 0 | 0 | 0 | 0 | 0 | 0 | 0 | 6.9495 | 0 | 0 | 0 | 0 | 0
Thailand | 0 | 0 | 0 | 0 | 0 | 0 | 0 | 0 | 0 | 0 | 0 | 0 | 0 | 0 | 0 | 0 | 125.7248 | 0 | 0 | 0 | 0 | 0
Togo | 0 | 0 | 0 | 0 | 0 | 0 | 0 | 0 | 0 | 0 | 0 | 0 | 0 | 0 | 0 | 0 | 0.62352 | 0 | 0 | 0 | 0 | 0
Trinidad & Tobago | 2.3 | 2.7 | 2.82 | 0 | 7.82 | 0 | 2.24 | 33.6 | 0 | 35.84 | 0.04 | 12.08 | 80.96 | 0 | 93.08 | 136.74 | 6.6879 | 2.34 | 17.02 | 117.38 | 0 | 519.447 | 3854.4 | 3153.6 | 3798.7932
Tunisia | 1.62 | 0.96 | 0 | 0 | 2.58 | 18.12 | 8.54 | 0.56 | 0 | 27.22 | 58.86 | 174.72 | 2.86 | 0 | 236.44 | 266.24 | 11.788 | 78.6 | 184.22 | 3.42 | 0 | 906.5619 | 3854.4 | 3153.6 | 3405.0552
Turkey | 0 | 0 | 0 | 0.02 | 0.02 | 0 | 0 | 0 | 0.14 | 0.14 | 0 | 0.48 | 0.94 | 2.9 | 4.32 | 4.48 | 146.3371 | 0 | 0.48 | 0.94 | 3.06 | 18.1717 | 4204.8 | 3504 | 4056.1929
Turkmenistan | 0 | 0 | 0 | 0 | 0 | 0 | 0 | 0 | 0 | 0 | 0 | 0 | 0 | 0 | 0 | 0 | 9.8983 | 0 | 0 | 0 | 0 | 0
Uganda | 0 | 0 | 0 | 0 | 0 | 0 | 0 | 0 | 0 | 0 | 0 | 0 | 0 | 0 | 0 | 0 | 1.6813 | 0 | 0 | 0 | 0 | 0
Ukraine | 51.72 | 94.56 | 0 | 0 | 146.28 | 19.56 | 64.82 | 0 | 0 | 84.38 | 17.22 | 62.58 | 0 | 0 | 79.8 | 310.46 | 148.763 | 88.5 | 221.96 | 0 | 0 | 1056.8414 | 3504 | 3153.6 | 3404.1147
United Arab Emirates | 0 | 0 | 0 | 0 | 0 | 0 | 0 | 0 | 0 | 0 | 0 | 0 | 0 | 0 | 0 | 0 | 61.765 | 0 | 0 | 0 | 0 | 0
United Kingdom | 0 | 0 | 53.88 | 113.96 | 167.84 | 0 | 0 | 46.28 | 417.48 | 463.76 | 0 | 0 | 0.54 | 1840.86 | 1841.4 | 2473 | 347.7838 | 0 | 0 | 100.7 | 2372.3 | 10363.1851 | 4204.8 | 3854.4 | 4190.5318
United Republic of Tanzania | 0.62 | 2.74 | 0 | 0 | 3.36 | 0.56 | 1 | 0 | 0 | 1.56 | 40.06 | 5.74 | 0 | 0 | 45.8 | 50.72 | 2.6778 | 41.24 | 9.48 | 0 | 0 | 163.2724 | 3504 | 3153.6 | 3219.0927
United States | 33.16 | 128.34 | 56.88 | 15.68 | 234.06 | 7.8 | 285.56 | 52 | 49.22 | 394.58 | 107.86 | 700.18 | 404.82 | 248.2 | 1461.06 | 2089.7 | 3864.5217 | 148.82 | 1114.08 | 513.7 | 313.1 | 7669.5832 | 4204.8 | 3153.6 | 3670.1839
Uruguay | 0 | 121.32 | 26.1 | 0 | 147.42 | 0 | 86.1 | 7.64 | 0 | 93.74 | 0 | 59.48 | 51 | 5.4 | 115.88 | 357.04 | 6.9859 | 0 | 266.9 | 84.74 | 5.4 | 1284.5454 | 4204.8 | 3504 | 3597.7632
Uzbekistan | 0 | 0 | 0 | 0 | 0 | 0 | 0 | 0 | 0 | 0 | 0 | 0 | 0 | 0 | 0 | 0 | 42.6058 | 0 | 0 | 0 | 0 | 0
Vanuatu | 0 | 0 | 0.06 | 0 | 0.06 | 0 | 0 | 0.1 | 0 | 0.1 | 0 | 21.58 | 83.24 | 11.68 | 116.5 | 116.66 | 0.039525 | 0 | 21.58 | 83.4 | 11.68 | 446.1853 | 4204.8 | 3504 | 3824.6644
Venezuela | 10.58 | 23.4 | 1.1 | 55.24 | 90.32 | 10.14 | 62.76 | 20.08 | 14.78 | 107.76 | 29.98 | 159.2 | 108.98 | 73.22 | 371.38 | 569.46 | 78.6808 | 50.7 | 245.36 | 130.16 | 143.24 | 2123.6132 | 4204.8 | 3153.6 | 3729.1701
Vietnam | 47.12 | 54.64 | 69.1 | 25.58 | 196.44 | 75.58 | 70.78 | 74.46 | 59.2 | 280.02 | 81.02 | 122.06 | 101.3 | 161.36 | 465.74 | 942.2 | 53.8792 | 203.72 | 247.48 | 244.86 | 246.14 | 3488.3792 | 4204.8 | 3153.6 | 3702.3765
Western Sahara | 10.02 | 17.26 | 2.8 | 0 | 30.08 | 27 | 70.36 | 17.52 | 0 | 114.88 | 9.7 | 158.44 | 96.52 | 0 | 264.66 | 409.62 | 0.082537 | 46.72 | 246.06 | 116.84 | 0 | 1459.8785 | 3854.4 | 3153.6 | 3563.9825
Yemen | 1.02 | 2.96 | 3.06 | 0 | 7.04 | 1.8 | 7.46 | 15.16 | 0 | 24.42 | 12.04 | 13.34 | 74.86 | 0 | 100.24 | 131.7 | 3.9685 | 14.86 | 23.76 | 93.08 | 0 | 488.8851 | 3854.4 | 3153.6 | 3712.1115
Yugoslavia | 0 | 0 | 0 | 0 | 0 | 0 | 0 | 0 | 0 | 0 | 0 | 0 | 0 | 0 | 0 | 0 | 28.5377 | 0 | 0 | 0 | 0 | 0
Zambia | 0 | 0 | 0 | 0 | 0 | 0 | 0 | 0 | 0 | 0 | 0 | 0 | 0 | 0 | 0 | 0 | 8.2515 | 0 | 0 | 0 | 0 | 0
Zimbabwe | 0 | 0 | 0 | 0 | 0 | 0 | 0 | 0 | 0 | 0 | 0 | 0 | 0 | 0 | 0 | 0 | 12.3252 | 0 | 0 | 0 | 0 | 0
IAM-country Total | 901.02 | 1761.6 | 2137.5 | 1261.4 | 6061.52 | 871.72 | 2602.62 | 2271.64 | 3296.36 | 9042.34 | 2687.44 | 6871.86 | 10698.44 | 25610.62 | 45868.36 | 60972.22 | 16672.5989 | 4460.18 | 11236.08 | 15107.58 | 30168.38 | 27228.2544 | 4204.8 | 3153.6 | 3911.9374
Global Total | 973.4 | 1881.94 | 2332.82 | 1740.5 | 6928.66 | 952.08 | 2689.04 | 2395.28 | 4419.3 | 10455.7 | 2935.44 | 7595.14 | 11743 | 34511.04 | 56784.62 | 74168.98
Unassigned Resource (~1/3 is Alaska) | 72.38 | 120.34 | 195.32 | 479.1 | 867.14 | 80.36 | 86.42 | 123.64 | 1122.94 | 1413.36 | 248 | 723.28 | 1044.56 | 8900.42 | 10916.26 | 13196.76